{"text_format":"1","workbook":"xlsx","n_sheets":3,"sheets":["QUOTATION","BoQ 01 ( Technical )","BoQ 01 ( Financial )"],"not_rendered":{"charts":0,"images":5,"macros":1,"external_links":1,"defined_names":13,"comments":0,"pivot_tables":0},"unopened":[],"bounds":{"document_bytes":16777216,"sheet_cells":100000,"rows_first":2000,"rows_last":500,"rows_between":2000,"halvings":0,"cell_chars":16384,"cell_head_chars":4096},"cells_cut":0,"cells_raw":0,"read":"whole","date_system":"1900"}

{"sheet":"QUOTATION","index":0,"n_rows":29,"n_cols":8,"rows_kept":29,"cut":false,"hidden":false,"merged":[[28,7,29,7],[18,2,18,5],[16,2,16,3],[17,2,17,3],[1,1,1,7],[4,4,4,6],[5,4,5,6],[7,2,8,4],[7,7,8,7],[9,6,9,7],[22,2,22,3],[23,2,23,3],[24,2,24,3],[25,2,25,3],[28,2,29,3]]}
[null,"QUOTATION REQUEST | TEKLİF TALEBİ - AL AMEEN FOR HUMANITARIAN SUPPORT "]
[null,"طلب عرض سعر"]
[]
[]
[null,null,"PR date | SAT tarihi:",null,"2024-01-10",null,null,"تاريخ طلب الشراء:"]
[null,null,"\nReference of the PR | SAT'nin referansı:",null,"PR/AL165H25/WHO2.01/GZT/PRO-HE/10-1-2025/1",null,null,"الرقم المرجعي لطلب الشراء:"]
[]
[null,null,"Quotation valid* from ....../......./........... until ....../......./...........\nTeklif geçerli*  tarihinden ....../......./........... tarihine kadar ....../....../…….... ",null,null,null,null,"صلاحية عرض السعر* من ....../......./........... إلى ....../......./..........."]
[]
[null,null,"*Please note that quotation cannot be valid for less than 3 days or more than 30 days.  | Teklifin 3 günden az veya 30 günden fazla geçerli olamayacağını lütfen unutmayın.",null,null,null," ملاحظة : عرض السعر يكون غير صالح لمدة أقل من ثلاثة أيام أو أكثر من 30 يوم."]
[null,null,"Company | Şirket:",null,null,null,null,"الشركة/المؤسسة:"]
[null,null,"Representative | Temsilci:",null,null,null,null,"اسم الشخص المسؤول:"]
[null,null,"Tel:",null,null,null,null,"الهاتف:"]
[null,null,"Email | E-posta:",null,null,null,null,"البريد الالكتروني:"]
[null,null,"Address | Adres:",null,null,null,null,"العنوان:"]
[]
[null,null,"Items |\nالعناصر",null,"Unit | Birim\nالواحدة","Quantity | Miktar\nالكمية",{"$f":"\"Unit Price in \"&CurrnecyT&\" includes taxes and delivery\"&\" | Birim Fiyata vergiler ve teslimat dahildir\"&\"\n| السعر الإفرادي متضمناً الضريبة \"","v":"Unit Price in EURO includes taxes and delivery | Birim Fiyata vergiler ve teslimat dahildir\n| السعر الإفرادي متضمناً الضريبة "},{"$f":"\"Total Price in \"&CurrnecyT&\" includes taxes and delivery \"&\" | Toplam Fiyata vergiler ve teslimat dahildir\"&\n\"| السعر الإجمالي متضمناً الضريبة والتوصيل\"","v":"Total Price in EURO includes taxes and delivery  | Toplam Fiyata vergiler ve teslimat dahildir| السعر الإجمالي متضمناً الضريبة والتوصيل"}]
[null,1,"Orthopedic Consumables  (BoQ 01)",null,{"$f":"'[1]PR FORM'!C16","v":"Lumpsum"},{"$f":"'[1]PR FORM'!D16*'[1]PR FORM'!E16","v":1}]
[null,null,"Total | Toplam |  المجموع"]
[]
[null," Comments/Technical specifications | Yorumlar/Teknik özellikler | التعليقات/المواصفات التقنية"]
[]
[null,null,"Total price (in letter) | Toplam fiyat (mektupla)",null,null,null,null," السعر الكلي ( كتابةً) :"]
[null,null,"Available now | Şu an müsait:",null,null,null,null," كل العناصر متوفرة:"]
[null,null,"The requested quantity is entirely available | İstenen miktar tamamen mevcuttur",null,null,null,null," الكمية المطلوبة متوفرة :"]
[null,null,"Delivery date | Teslim tarihi",null,null,null,null," تاريخ التسليم:"]
[]
[]
[null,null,"\nSupplier's signature and stamp | Tedarikçinin imzası ve kaşesi: ",null,null,null,null,"ختم وتوقيع المورد : "]

{"sheet":"BoQ 01 ( Technical )","index":1,"n_rows":206,"n_cols":10,"rows_kept":206,"cut":false,"hidden":false,"merged":[[0,3,0,9]]}
["BoQ 01",null,"PR/AL165H25/WHO2.01/GZT/PRO-HE/10-1-2025/1","Technical"]
["SN","Category\nKategori","Technical Specifications\nTeknik Özellikler","Unit\nBirim","Trade Name\nTicari Adı","Expiry Date\nSon Kullanma Tarihi","Country of Origin\nMenşei Ülke","Package & Form\nPaket ve Form","Dose\nDoz","Company Or Agent Name\nŞirket veya Temsilci Adı "]
[{"$f":"IF(ISBLANK(B3),\"\",SUBTOTAL(103,$B$3:B3))","v":1},"Orthopedic Consumables ","LOCKING DISTAL MEDIAL TIBIAL POINT PLATE (WITH 3.5-5 MM) LEFT 13 HOLES TITANIUM","PLATE"]
[{"$f":"IF(ISBLANK(B4),\"\",SUBTOTAL(103,$B$3:B4))","v":2},"Orthopedic Consumables ","LOCKING DISTAL MEDIAL TIBIAL POINT PLATE (WITH 3.5-5 MM) LEFT 15 HOLES TITANIUM","PLATE"]
[{"$f":"IF(ISBLANK(B5),\"\",SUBTOTAL(103,$B$3:B5))","v":3},"Orthopedic Consumables ","LOCKING DISTAL MEDIAL TIBIAL POINT PLATE (WITH 3.5-5 MM) LEFT 17 HOLES TITANIUM","PLATE"]
[{"$f":"IF(ISBLANK(B6),\"\",SUBTOTAL(103,$B$3:B6))","v":4},"Orthopedic Consumables ","LOCKING DISTAL MEDIAL TIBIAL POINT PLATE (WITH 3.5-5 MM) LEFT 19 HOLES TITANIUM","PLATE"]
[{"$f":"IF(ISBLANK(B7),\"\",SUBTOTAL(103,$B$3:B7))","v":5},"Orthopedic Consumables ","LOCKING DISTAL MEDIAL TIBIAL POINT PLATE (WITH 3.5-5 MM) LEFT 21HOLES TITANIUM","PLATE"]
[{"$f":"IF(ISBLANK(B8),\"\",SUBTOTAL(103,$B$3:B8))","v":6},"Orthopedic Consumables ","LOCKING DISTAL MEDIAL TIBIAL POINT PLATE (WITH 3.5-5 MM) RIGHT 13 HOLES TITANIUM","PLATE"]
[{"$f":"IF(ISBLANK(B9),\"\",SUBTOTAL(103,$B$3:B9))","v":7},"Orthopedic Consumables ","LOCKING DISTAL MEDIAL TIBIAL POINT PLATE (WITH 3.5-5 MM) RIGHT 15 HOLES TITANIUM","PLATE"]
[{"$f":"IF(ISBLANK(B10),\"\",SUBTOTAL(103,$B$3:B10))","v":8},"Orthopedic Consumables ","LOCKING DISTAL MEDIAL TIBIAL POINT PLATE (WITH 3.5-5 MM) RIGHT 17 HOLES TITANIUM","PLATE"]
[{"$f":"IF(ISBLANK(B11),\"\",SUBTOTAL(103,$B$3:B11))","v":9},"Orthopedic Consumables ","LOCKING DISTAL MEDIAL TIBIAL POINT PLATE (WITH 3.5-5 MM) RIGHT 19 HOLES TITANIUM","PLATE"]
[{"$f":"IF(ISBLANK(B12),\"\",SUBTOTAL(103,$B$3:B12))","v":10},"Orthopedic Consumables ","LOCKING DISTAL MEDIAL TIBIAL POINT PLATE (WITH 3.5-5 MM) RIGHT 21 HOLES TITANIUM","PLATE"]
[{"$f":"IF(ISBLANK(B13),\"\",SUBTOTAL(103,$B$3:B13))","v":11},"Orthopedic Consumables ","LOCKING DISTAL MEDIAL TIBIAL PLATE (WITH 4.5/5 MM SCREW) LEFT 10 HOLES TITANIUM","PLATE"]
[{"$f":"IF(ISBLANK(B14),\"\",SUBTOTAL(103,$B$3:B14))","v":12},"Orthopedic Consumables ","LOCKING DISTAL MEDIAL TIBIAL PLATE (WITH 4.5/5 MM SCREW) LEFT 12 HOLES TITANIUM","PLATE"]
[{"$f":"IF(ISBLANK(B15),\"\",SUBTOTAL(103,$B$3:B15))","v":13},"Orthopedic Consumables ","LOCKING DISTAL MEDIAL TIBIAL PLATE (WITH 4.5/5 MM SCREW) LEFT 14 HOLES TITANIUM","PLATE"]
[{"$f":"IF(ISBLANK(B16),\"\",SUBTOTAL(103,$B$3:B16))","v":14},"Orthopedic Consumables ","LOCKING DISTAL MEDIAL TIBIAL PLATE (WITH 4.5/5 MM SCREW) LEFT 16 HOLES TITANIUM","PLATE"]
[{"$f":"IF(ISBLANK(B17),\"\",SUBTOTAL(103,$B$3:B17))","v":15},"Orthopedic Consumables ","LOCKING DISTAL MEDIAL TIBIAL PLATE (WITH 4.5/5 MM SCREW) RIGHT 10 HOLES TITANIUM","PLATE"]
[{"$f":"IF(ISBLANK(B18),\"\",SUBTOTAL(103,$B$3:B18))","v":16},"Orthopedic Consumables ","LOCKING DISTAL MEDIAL TIBIAL PLATE (WITH 4.5/5 MM SCREW) RIGHT 12 HOLES TITANIUM","PLATE"]
[{"$f":"IF(ISBLANK(B19),\"\",SUBTOTAL(103,$B$3:B19))","v":17},"Orthopedic Consumables ","LOCKING DISTAL MEDIAL TIBIAL PLATE (WITH 4.5/5 MM SCREW) RIGHT 14 HOLES TITANIUM","PLATE"]
[{"$f":"IF(ISBLANK(B20),\"\",SUBTOTAL(103,$B$3:B20))","v":18},"Orthopedic Consumables ","LOCKING DISTAL MEDIAL TIBIAL PLATE (WITH 4.5/5 MM SCREW) RIGHT 16 HOLES TITANIUM","PLATE"]
[{"$f":"IF(ISBLANK(B21),\"\",SUBTOTAL(103,$B$3:B21))","v":19},"Orthopedic Consumables ","LOCKING DISTAL LATERAL TIBIAL PLATE (WITH 4.5/5 MM SCREW) LEFT 12 HOLES TITANIUM","PLATE"]
[{"$f":"IF(ISBLANK(B22),\"\",SUBTOTAL(103,$B$3:B22))","v":20},"Orthopedic Consumables ","LOCKING DISTAL LATERAL TIBIAL PLATE (WITH 4.5/5 MM SCREW) RIGHT 12 HOLES TITANIUM","PLATE"]
[{"$f":"IF(ISBLANK(B23),\"\",SUBTOTAL(103,$B$3:B23))","v":21},"Orthopedic Consumables ","LOCKING DISTAL LATERAL TIBIAL PLATE (WITH 4.5/5 MM SCREW) RIGHT 14 HOLES TITANIUM","PLATE"]
[{"$f":"IF(ISBLANK(B24),\"\",SUBTOTAL(103,$B$3:B24))","v":22},"Orthopedic Consumables ","LOCKING DISTAL FIBULA PLATE (WITH 3.5 MM SCREW) LEFT 9 HOLES TITANIUM","PLATE"]
[{"$f":"IF(ISBLANK(B25),\"\",SUBTOTAL(103,$B$3:B25))","v":23},"Orthopedic Consumables ","LOCKING DISTAL FIBULA PLATE (WITH 3.5 MM SCREW) LEFT 11 HOLES TITANIUM","PLATE"]
[{"$f":"IF(ISBLANK(B26),\"\",SUBTOTAL(103,$B$3:B26))","v":24},"Orthopedic Consumables ","LOCKING DISTAL FIBULA PLATE (WITH 3.5 MM SCREW) LEFT 13 HOLES TITANIUM","PLATE"]
[{"$f":"IF(ISBLANK(B27),\"\",SUBTOTAL(103,$B$3:B27))","v":25},"Orthopedic Consumables ","LOCKING DISTAL FIBULA PLATE (WITH 3.5 MM SCREW) RIGHT 9 HOLES TITANIUM","PLATE"]
[{"$f":"IF(ISBLANK(B28),\"\",SUBTOTAL(103,$B$3:B28))","v":26},"Orthopedic Consumables ","LOCKING DISTAL FIBULA PLATE (WITH 3.5 MM SCREW) RIGHT 11 HOLES TITANIUM","PLATE"]
[{"$f":"IF(ISBLANK(B29),\"\",SUBTOTAL(103,$B$3:B29))","v":27},"Orthopedic Consumables ","LOCKING DISTAL FIBULA PLATE (WITH 3.5 MM SCREW) RIGHT 13 HOLES TITANIUM","PLATE"]
[{"$f":"IF(ISBLANK(B30),\"\",SUBTOTAL(103,$B$3:B30))","v":28},"Orthopedic Consumables ","LOCKING PROXEMAL LATERAL FEMORAL PLATE WITH (6.5 - 4.5 MM SCREW) LEFT 9 HOLES TITANIUM","PLATE"]
[{"$f":"IF(ISBLANK(B31),\"\",SUBTOTAL(103,$B$3:B31))","v":29},"Orthopedic Consumables ","LOCKING PROXEMAL LATERAL FEMORAL PLATE WITH (6.5 - 4.5 MM SCREW) LEFT 11 HOLES TITANIUM","PLATE"]
[{"$f":"IF(ISBLANK(B32),\"\",SUBTOTAL(103,$B$3:B32))","v":30},"Orthopedic Consumables ","LOCKING PROXEMAL LATERAL FEMORAL PLATE WITH (6.5 - 4.5 MM SCREW) LEFT 13 HOLES TITANIUM","PLATE"]
[{"$f":"IF(ISBLANK(B33),\"\",SUBTOTAL(103,$B$3:B33))","v":31},"Orthopedic Consumables ","LOCKING PROXEMAL LATERAL FEMORAL PLATE WITH (6.5 - 4.5 MM SCREW) LEFT 15 HOLES TITANIUM","PLATE"]
[{"$f":"IF(ISBLANK(B34),\"\",SUBTOTAL(103,$B$3:B34))","v":32},"Orthopedic Consumables ","LOCKING PROXEMAL LATERAL FEMORAL PLATE WITH (6.5 - 4.5 MM SCREW) LEFT 17 HOLES TITANIUM","PLATE"]
[{"$f":"IF(ISBLANK(B35),\"\",SUBTOTAL(103,$B$3:B35))","v":33},"Orthopedic Consumables ","LOCKING PROXEMAL LATERAL FEMORAL PLATE WITH (6.5 - 4.5 MM SCREW) RIGHT 9 HOLES TITANIUM","PLATE"]
[{"$f":"IF(ISBLANK(B36),\"\",SUBTOTAL(103,$B$3:B36))","v":34},"Orthopedic Consumables ","LOCKING PROXEMAL LATERAL FEMORAL PLATE WITH (6.5 - 4.5 MM SCREW) RIGHT 11 HOLES TITANIUM","PLATE"]
[{"$f":"IF(ISBLANK(B37),\"\",SUBTOTAL(103,$B$3:B37))","v":35},"Orthopedic Consumables ","LOCKING PROXEMAL LATERAL FEMORAL PLATE WITH (6.5 - 4.5 MM SCREW) RIGHT 13 HOLES TITANIUM","PLATE"]
[{"$f":"IF(ISBLANK(B38),\"\",SUBTOTAL(103,$B$3:B38))","v":36},"Orthopedic Consumables ","LOCKING PROXEMAL LATERAL FEMORAL PLATE WITH (6.5 - 4.5 MM SCREW) RIGHT 15 HOLES TITANIUM","PLATE"]
[{"$f":"IF(ISBLANK(B39),\"\",SUBTOTAL(103,$B$3:B39))","v":37},"Orthopedic Consumables ","LOCKING PROXEMAL LATERAL FEMORAL PLATE WITH (6.5 - 4.5 MM SCREW) RIGHT 17 HOLES TITANIUM","PLATE"]
[{"$f":"IF(ISBLANK(B40),\"\",SUBTOTAL(103,$B$3:B40))","v":38},"Orthopedic Consumables ","LOCkING DISTAL RADIUS VOLAR PLATE (WITH 3.5/2.4 MM SCREW) LEFT (H12) TITANIUM","PLATE"]
[{"$f":"IF(ISBLANK(B41),\"\",SUBTOTAL(103,$B$3:B41))","v":39},"Orthopedic Consumables ","LOCkING DISTAL RADIUS VOLAR PLATE (WITH 3.5/2.4 MM SCREW) LEFT (H14) TITANIUM","PLATE"]
[{"$f":"IF(ISBLANK(B42),\"\",SUBTOTAL(103,$B$3:B42))","v":40},"Orthopedic Consumables ","LOCkING DISTAL RADIUS VOLAR PLATE (WITH 3.5/2.4 MM SCREW) LEFT (H16) TITANIUM","PLATE"]
[{"$f":"IF(ISBLANK(B43),\"\",SUBTOTAL(103,$B$3:B43))","v":41},"Orthopedic Consumables ","LOCkING DISTAL RADIUS VOLAR PLATE (WITH 3.5/2.4 MM SCREW) RIGHT (H12) TITANIUM","PLATE"]
[{"$f":"IF(ISBLANK(B44),\"\",SUBTOTAL(103,$B$3:B44))","v":42},"Orthopedic Consumables ","LOCkING DISTAL RADIUS VOLAR PLATE (WITH 3.5/2.4 MM SCREW) RIGHT (H14) TITANIUM","PLATE"]
[{"$f":"IF(ISBLANK(B45),\"\",SUBTOTAL(103,$B$3:B45))","v":43},"Orthopedic Consumables ","LOCkING DISTAL RADIUS VOLAR PLATE (WITH 3.5/2.4 MM SCREW) RIGHT (H16) TITANIUM","PLATE"]
[{"$f":"IF(ISBLANK(B46),\"\",SUBTOTAL(103,$B$3:B46))","v":44},"Orthopedic Consumables ","LOCKING DISTAL RADIUS VOLAR \"T\" PLATE (WITH 3.5 MM SCREW) 7 HOLES TITANIUM","PLATE"]
[{"$f":"IF(ISBLANK(B47),\"\",SUBTOTAL(103,$B$3:B47))","v":45},"Orthopedic Consumables ","LOCKING DISTAL RADIUS VOLAR \"T\" PLATE (WITH 3.5 MM SCREW) 9 HOLES TITANIUM","PLATE"]
[{"$f":"IF(ISBLANK(B48),\"\",SUBTOTAL(103,$B$3:B48))","v":46},"Orthopedic Consumables ","LOCKING DISTAL RADIUS VOLAR \"T\" PLATE (WITH 3.5 MM SCREW) 11 HOLES TITANIUM","PLATE"]
[{"$f":"IF(ISBLANK(B49),\"\",SUBTOTAL(103,$B$3:B49))","v":47},"Orthopedic Consumables ","LOCKING DISTAL RADIUS VOLAR \"T\" PLATE (WITH 3.5 MM SCREW) 13 HOLES TITANIUM","PLATE"]
[{"$f":"IF(ISBLANK(B50),\"\",SUBTOTAL(103,$B$3:B50))","v":48},"Orthopedic Consumables ","LOCKING OBLIQUE ANGLED \"T\" PLATE (WITH 3.5 MM SCREW) LEFT 6 HOLES TITANIUM","PLATE"]
[{"$f":"IF(ISBLANK(B51),\"\",SUBTOTAL(103,$B$3:B51))","v":49},"Orthopedic Consumables ","LOCKING OBLIQUE ANGLED \"T\" PLATE (WITH 3.5 MM SCREW) LEFT 7 HOLES TITANIUM","PLATE"]
[{"$f":"IF(ISBLANK(B52),\"\",SUBTOTAL(103,$B$3:B52))","v":50},"Orthopedic Consumables ","LOCKING OBLIQUE ANGLED \"T\" PLATE (WITH 3.5 MM SCREW) RIGHT 6 HOLES TITANIUM","PLATE"]
[{"$f":"IF(ISBLANK(B53),\"\",SUBTOTAL(103,$B$3:B53))","v":51},"Orthopedic Consumables ","LOCKING OBLIQUE ANGLED \"T\" PLATE (WITH 3.5 MM SCREW) RIGHT 7 HOLES TITANIUM","PLATE"]
[{"$f":"IF(ISBLANK(B54),\"\",SUBTOTAL(103,$B$3:B54))","v":52},"Orthopedic Consumables ","POSTERIOR WALL ACETABULAR PLATE (WITH 3.5 MM SCREW) LEFT 9 HOLES TITANIUM","PLATE"]
[{"$f":"IF(ISBLANK(B55),\"\",SUBTOTAL(103,$B$3:B55))","v":53},"Orthopedic Consumables ","POSTERIOR WALL ACETABULAR PLATE (WITH 3.5 MM SCREW) LEFT 10 HOLES TITANIUM","PLATE"]
[{"$f":"IF(ISBLANK(B56),\"\",SUBTOTAL(103,$B$3:B56))","v":54},"Orthopedic Consumables ","POSTERIOR WALL ACETABULAR PLATE (WITH 3.5 MM SCREW) LEFT 11 HOLES TITANIUM","PLATE"]
[{"$f":"IF(ISBLANK(B57),\"\",SUBTOTAL(103,$B$3:B57))","v":55},"Orthopedic Consumables ","POSTERIOR WALL ACETABULAR PLATE (WITH 3.5 MM SCREW) LEFT 12 HOLES TITANIUM","PLATE"]
[{"$f":"IF(ISBLANK(B58),\"\",SUBTOTAL(103,$B$3:B58))","v":56},"Orthopedic Consumables ","POSTERIOR WALL ACETABULAR PLATE (WITH 3.5 MM SCREW) RIGHT 9 HOLES TITANIUM","PLATE"]
[{"$f":"IF(ISBLANK(B59),\"\",SUBTOTAL(103,$B$3:B59))","v":57},"Orthopedic Consumables ","POSTERIOR WALL ACETABULAR PLATE (WITH 3.5 MM SCREW) RIGHT 10 HOLES TITANIUM","PLATE"]
[{"$f":"IF(ISBLANK(B60),\"\",SUBTOTAL(103,$B$3:B60))","v":58},"Orthopedic Consumables ","POSTERIOR WALL ACETABULAR PLATE (WITH 3.5 MM SCREW) RIGHT 11 HOLES TITANIUM","PLATE"]
[{"$f":"IF(ISBLANK(B61),\"\",SUBTOTAL(103,$B$3:B61))","v":59},"Orthopedic Consumables ","POSTERIOR WALL ACETABULAR PLATE (WITH 3.5 MM SCREW) RIGHT 12 HOLES TITANIUM","PLATE"]
[{"$f":"IF(ISBLANK(B62),\"\",SUBTOTAL(103,$B$3:B62))","v":60},"Orthopedic Consumables ","ANTERIOR BRIM PELVIC PLATE (WITH 3.5 MM) LEFT 13 HOLES TITANIUM","PLATE"]
[{"$f":"IF(ISBLANK(B63),\"\",SUBTOTAL(103,$B$3:B63))","v":61},"Orthopedic Consumables ","ANTERIOR BRIM PELVIC PLATE (WITH 3.5 MM) RIGHT 13 HOLES TITANIUM","PLATE"]
[{"$f":"IF(ISBLANK(B64),\"\",SUBTOTAL(103,$B$3:B64))","v":62},"Orthopedic Consumables ","LOCKING DISTAL CLAVICLE PLATE (WITH 3.5/2.4 MM SCREW) LEFT 14 HOLES TITANIUM","PLATE"]
[{"$f":"IF(ISBLANK(B65),\"\",SUBTOTAL(103,$B$3:B65))","v":63},"Orthopedic Consumables ","LOCKING DISTAL CLAVICLE PLATE (WITH 3.5/2.4 MM SCREW) LEFT 16 HOLES TITANIUM","PLATE"]
[{"$f":"IF(ISBLANK(B66),\"\",SUBTOTAL(103,$B$3:B66))","v":64},"Orthopedic Consumables ","LOCKING DISTAL CLAVICLE PLATE (WITH 3.5/2.4 MM SCREW) LEFT 18 HOLES TITANIUM","PLATE"]
[{"$f":"IF(ISBLANK(B67),\"\",SUBTOTAL(103,$B$3:B67))","v":65},"Orthopedic Consumables ","LOCKING DISTAL CLAVICLE PLATE (WITH 3.5/2.4 MM SCREW) RIGHT 14 HOLES TITANIUM","PLATE"]
[{"$f":"IF(ISBLANK(B68),\"\",SUBTOTAL(103,$B$3:B68))","v":66},"Orthopedic Consumables ","LOCKING DISTAL CLAVICLE PLATE (WITH 3.5/2.4 MM SCREW) RIGHT 16 HOLES TITANIUM","PLATE"]
[{"$f":"IF(ISBLANK(B69),\"\",SUBTOTAL(103,$B$3:B69))","v":67},"Orthopedic Consumables ","LOCKING DISTAL CLAVICLE PLATE (WITH 3.5/2.4 MM SCREW) RIGHT 18 HOLES TITANIUM","PLATE"]
[{"$f":"IF(ISBLANK(B70),\"\",SUBTOTAL(103,$B$3:B70))","v":68},"Orthopedic Consumables ","LOCKING CLAVICLE HOOK PLATE (WITH 3.5 MM SCREW) 7 HOLES LEFT TITANIUM","PLATE"]
[{"$f":"IF(ISBLANK(B71),\"\",SUBTOTAL(103,$B$3:B71))","v":69},"Orthopedic Consumables ","LOCKING CLAVICLE HOOK PLATE (WITH 3.5 MM SCREW) 9 HOLES LEFT TITANIUM","PLATE"]
[{"$f":"IF(ISBLANK(B72),\"\",SUBTOTAL(103,$B$3:B72))","v":70},"Orthopedic Consumables ","LOCKING CLAVICLE HOOK PLATE (WITH 3.5 MM SCREW) 9 HOLES RIGHT TITANIUM","PLATE"]
[{"$f":"IF(ISBLANK(B73),\"\",SUBTOTAL(103,$B$3:B73))","v":71},"Orthopedic Consumables ","ELBO (ARTHRODESIS ) PLATE (WITH 3.5 - 4 MM SCREW) 20 HOLES TITANIUM","PLATE"]
[{"$f":"IF(ISBLANK(B74),\"\",SUBTOTAL(103,$B$3:B74))","v":72},"Orthopedic Consumables ","LOCKING HAND CARPUS ARTHRODESIS PLATE (WITH 3.5 MM SCREW) 7 HOLES TITANIUM","PLATE"]
[{"$f":"IF(ISBLANK(B75),\"\",SUBTOTAL(103,$B$3:B75))","v":73},"Orthopedic Consumables ","LOCKING HAND CARPUS ARTHRODESIS PLATE (WITH 3.5 MM SCREW) 8 HOLES TITANIUM","PLATE"]
[{"$f":"IF(ISBLANK(B76),\"\",SUBTOTAL(103,$B$3:B76))","v":74},"Orthopedic Consumables ","LOCKING HAND CARPUS ARTHRODESIS PLATE (WITH 3.5 MM SCREW) 9 HOLES TITANIUM","PLATE"]
[{"$f":"IF(ISBLANK(B77),\"\",SUBTOTAL(103,$B$3:B77))","v":75},"Orthopedic Consumables ","EIGHT PLATE 2 HOLES 12 MM TITANIUM","PLATE"]
[{"$f":"IF(ISBLANK(B78),\"\",SUBTOTAL(103,$B$3:B78))","v":76},"Orthopedic Consumables ","EIGHT PLATE 2 HOLES 16 MM TITANIUM","PLATE"]
[{"$f":"IF(ISBLANK(B79),\"\",SUBTOTAL(103,$B$3:B79))","v":77},"Orthopedic Consumables ","EIGHT PLATE 2 HOLES 20 MM TITANIUM","PLATE"]
[{"$f":"IF(ISBLANK(B80),\"\",SUBTOTAL(103,$B$3:B80))","v":78},"Orthopedic Consumables ","EIGHT PLATE 2 HOLES 24 MM TITANIUM","PLATE"]
[{"$f":"IF(ISBLANK(B81),\"\",SUBTOTAL(103,$B$3:B81))","v":79},"Orthopedic Consumables ","LOCKING ACETABULAR HOOK PLATE 4 HOLES TITANIUM","PLATE"]
[{"$f":"IF(ISBLANK(B82),\"\",SUBTOTAL(103,$B$3:B82))","v":80},"Orthopedic Consumables ","LOCKING ACETABULAR HOOK PLATE 5 HOLES TITANIUM","PLATE"]
[{"$f":"IF(ISBLANK(B83),\"\",SUBTOTAL(103,$B$3:B83))","v":81},"Orthopedic Consumables ","LOCKING ACETABULAR HOOK PLATE 6 HOLES TITANIUM","PLATE"]
[{"$f":"IF(ISBLANK(B84),\"\",SUBTOTAL(103,$B$3:B84))","v":82},"Orthopedic Consumables ","LOCKING LC DCP BROAD PLATE (WITH 3.5 MM SCREW) 4 HOLES TITANIUM","PLATE"]
[{"$f":"IF(ISBLANK(B85),\"\",SUBTOTAL(103,$B$3:B85))","v":83},"Orthopedic Consumables ","LOCKING LC DCP BROAD PLATE (WITH 3.5 MM SCREW) 5 HOLES TITANIUM","PLATE"]
[{"$f":"IF(ISBLANK(B86),\"\",SUBTOTAL(103,$B$3:B86))","v":84},"Orthopedic Consumables ","LOCKING LC DCP BROAD PLATE (WITH 3.5 MM SCREW) 6 HOLES TITANIUM","PLATE"]
[{"$f":"IF(ISBLANK(B87),\"\",SUBTOTAL(103,$B$3:B87))","v":85},"Orthopedic Consumables ","LOCKING LC DCP BROAD PLATE (WITH 3.5 MM SCREW) 7 HOLES TITANIUM","PLATE"]
[{"$f":"IF(ISBLANK(B88),\"\",SUBTOTAL(103,$B$3:B88))","v":86},"Orthopedic Consumables ","LOCKING LC DCP BROAD PLATE (WITH 3.5 MM SCREW) 8 HOLES TITANIUM","PLATE"]
[{"$f":"IF(ISBLANK(B89),\"\",SUBTOTAL(103,$B$3:B89))","v":87},"Orthopedic Consumables ","LOCKING LC DCP BROAD PLATE (WITH 3.5 MM SCREW) 10 HOLES TITANIUM","PLATE"]
[{"$f":"IF(ISBLANK(B90),\"\",SUBTOTAL(103,$B$3:B90))","v":88},"Orthopedic Consumables ","LOCKING LC DCP BROAD PLATE (WITH 3.5 MM SCREW) 12 HOLES TITANIUM","PLATE"]
[{"$f":"IF(ISBLANK(B91),\"\",SUBTOTAL(103,$B$3:B91))","v":89},"Orthopedic Consumables "," LC DCP NARROW PLATE (WITH 4.5/5 MM SCREW) 14 HOLES TITANIUM","PLATE"]
[{"$f":"IF(ISBLANK(B92),\"\",SUBTOTAL(103,$B$3:B92))","v":90},"Orthopedic Consumables "," LC DCP NARROW PLATE (WITH 4.5/5 MM SCREW) 16 HOLES TITANIUM","PLATE"]
[{"$f":"IF(ISBLANK(B93),\"\",SUBTOTAL(103,$B$3:B93))","v":91},"Orthopedic Consumables "," LC DCP NARROW PLATE (WITH 4.5/5 MM SCREW) 18 HOLES TITANIUM","PLATE"]
[{"$f":"IF(ISBLANK(B94),\"\",SUBTOTAL(103,$B$3:B94))","v":92},"Orthopedic Consumables ","LOCKING LC DCP NARROW PLATE (WITH 3.5 MM SCREW) 4 HOLES TITANIUM","PLATE"]
[{"$f":"IF(ISBLANK(B95),\"\",SUBTOTAL(103,$B$3:B95))","v":93},"Orthopedic Consumables ","LOCKING LC DCP NARROW PLATE (WITH 3.5 MM SCREW) 5 HOLES TITANIUM","PLATE"]
[{"$f":"IF(ISBLANK(B96),\"\",SUBTOTAL(103,$B$3:B96))","v":94},"Orthopedic Consumables ","LOCKING LC DCP NARROW PLATE (WITH 3.5 MM SCREW) 6 HOLES TITANIUM","PLATE"]
[{"$f":"IF(ISBLANK(B97),\"\",SUBTOTAL(103,$B$3:B97))","v":95},"Orthopedic Consumables ","LOCKING LC DCP NARROW PLATE (WITH 3.5 MM SCREW) 7 HOLES TITANIUM","PLATE"]
[{"$f":"IF(ISBLANK(B98),\"\",SUBTOTAL(103,$B$3:B98))","v":96},"Orthopedic Consumables ","LOCKING LC DCP NARROW PLATE (WITH 3.5 MM SCREW) 8 HOLES TITANIUM","PLATE"]
[{"$f":"IF(ISBLANK(B99),\"\",SUBTOTAL(103,$B$3:B99))","v":97},"Orthopedic Consumables ","LOCKING LC DCP NARROW PLATE (WITH 3.5 MM SCREW) 10 HOLES TITANIUM","PLATE"]
[{"$f":"IF(ISBLANK(B100),\"\",SUBTOTAL(103,$B$3:B100))","v":98},"Orthopedic Consumables ","LOCKING LC DCP NARROW PLATE (WITH 3.5 MM SCREW) 12 HOLES TITANIUM","PLATE"]
[{"$f":"IF(ISBLANK(B101),\"\",SUBTOTAL(103,$B$3:B101))","v":99},"Orthopedic Consumables ","LOCKING \"L\" BUTTRESS PLATE (WITH 4.5/6.5 MM SCREW) LEFT 12 HOLES TITANIUM","PLATE"]
[{"$f":"IF(ISBLANK(B102),\"\",SUBTOTAL(103,$B$3:B102))","v":100},"Orthopedic Consumables ","LOCKING \"L\" BUTTRESS PLATE (WITH 4.5/6.5 MM SCREW) LEFT 14 HOLES TITANIUM","PLATE"]
[{"$f":"IF(ISBLANK(B103),\"\",SUBTOTAL(103,$B$3:B103))","v":101},"Orthopedic Consumables ","LOCKING \"L\" BUTTRESS PLATE (WITH 4.5/6.5 MM SCREW) LEFT 16 HOLES TITANIUM","PLATE"]
[{"$f":"IF(ISBLANK(B104),\"\",SUBTOTAL(103,$B$3:B104))","v":102},"Orthopedic Consumables ","LOCKING \"L\" BUTTRESS PLATE (WITH 4.5/6.5 MM SCREW) RIGHT 12 HOLES TITANIUM","PLATE"]
[{"$f":"IF(ISBLANK(B105),\"\",SUBTOTAL(103,$B$3:B105))","v":103},"Orthopedic Consumables ","LOCKING \"L\" BUTTRESS PLATE (WITH 4.5/6.5 MM SCREW) RIGHT 14 HOLES TITANIUM","PLATE"]
[{"$f":"IF(ISBLANK(B106),\"\",SUBTOTAL(103,$B$3:B106))","v":104},"Orthopedic Consumables ","LOCKING \"L\" BUTTRESS PLATE (WITH 4.5/6.5 MM SCREW) RIGHT 16 HOLES TITANIUM","PLATE"]
[{"$f":"IF(ISBLANK(B107),\"\",SUBTOTAL(103,$B$3:B107))","v":105},"Orthopedic Consumables ","LOCKING 1/3 TUBLAR PLATE (WITH 3.5 MM SCREW) 4 HOLES TITANIUM","PLATE"]
[{"$f":"IF(ISBLANK(B108),\"\",SUBTOTAL(103,$B$3:B108))","v":106},"Orthopedic Consumables ","LOCKING 1/3 TUBLAR PLATE (WITH 3.5 MM SCREW) 5 HOLES TITANIUM","PLATE"]
[{"$f":"IF(ISBLANK(B109),\"\",SUBTOTAL(103,$B$3:B109))","v":107},"Orthopedic Consumables ","LOCKING 1/3 TUBLAR PLATE (WITH 3.5 MM SCREW) 6 HOLES TITANIUM","PLATE"]
[{"$f":"IF(ISBLANK(B110),\"\",SUBTOTAL(103,$B$3:B110))","v":108},"Orthopedic Consumables ","LOCKING LCP STRAIGHT PLATE 2.0 MM * 4 HOLES ( MINI PLATE SYSTEMS ) TITANIUM","PLATE"]
[{"$f":"IF(ISBLANK(B111),\"\",SUBTOTAL(103,$B$3:B111))","v":109},"Orthopedic Consumables ","LOCKING LCP STRAIGHT PLATE 2.0 MM * 5 HOLES ( MINI PLATE SYSTEMS ) TITANIUM","PLATE"]
[{"$f":"IF(ISBLANK(B112),\"\",SUBTOTAL(103,$B$3:B112))","v":110},"Orthopedic Consumables ","LOCKING LCP STRAIGHT PLATE 2.0 MM * 6 HOLES ( MINI PLATE SYSTEMS ) TITANIUM","PLATE"]
[{"$f":"IF(ISBLANK(B113),\"\",SUBTOTAL(103,$B$3:B113))","v":111},"Orthopedic Consumables ","LOCKING LCP STRAIGHT PLATE 2.0 MM * 7 HOLES ( MINI PLATE SYSTEMS ) TITANIUM","PLATE"]
[{"$f":"IF(ISBLANK(B114),\"\",SUBTOTAL(103,$B$3:B114))","v":112},"Orthopedic Consumables ","LOCKING LCP STRAIGHT PLATE 2.0 MM * 8 HOLES ( MINI PLATE SYSTEMS ) TITANIUM","PLATE"]
[{"$f":"IF(ISBLANK(B115),\"\",SUBTOTAL(103,$B$3:B115))","v":113},"Orthopedic Consumables ","LOCKING LCP \"T\" YPE-I 2.0 MM * (2+3) HOLES ( MINI PLATE SYSTEMS ) TITANIUM","PLATE"]
[{"$f":"IF(ISBLANK(B116),\"\",SUBTOTAL(103,$B$3:B116))","v":114},"Orthopedic Consumables ","LOCKING LCP \"T\" YPE-I 2.0 MM * (2+5) HOLES ( MINI PLATE SYSTEMS ) TITANIUM","PLATE"]
[{"$f":"IF(ISBLANK(B117),\"\",SUBTOTAL(103,$B$3:B117))","v":115},"Orthopedic Consumables ","LOCKING LCP \"T\" YPE-I 2.0 MM * (2+7) HOLES ( MINI PLATE SYSTEMS ) TITANIUM","PLATE"]
[{"$f":"IF(ISBLANK(B118),\"\",SUBTOTAL(103,$B$3:B118))","v":116},"Orthopedic Consumables ","LOCKING LCP \"T\" 2.0 MM * (3+3) HOLES ( MINI PLATE SYSTEMS ) TITANIUM","PLATE"]
[{"$f":"IF(ISBLANK(B119),\"\",SUBTOTAL(103,$B$3:B119))","v":117},"Orthopedic Consumables ","LOCKING LCP \"T\" 2.0 MM * (3+5) HOLES ( MINI PLATE SYSTEMS ) TITANIUM","PLATE"]
[{"$f":"IF(ISBLANK(B120),\"\",SUBTOTAL(103,$B$3:B120))","v":118},"Orthopedic Consumables ","LOCKING LCP \"T\" 2.0 MM * 3+7) HOLES ( MINI PLATE SYSTEMS ) TITANIUM","PLATE"]
[{"$f":"IF(ISBLANK(B121),\"\",SUBTOTAL(103,$B$3:B121))","v":119},"Orthopedic Consumables ","LOCKING LCP \"Y\" 2.0 MM * (3+3) HOLES ( MINI PLATE SYSTEMS ) TITANIUM","PLATE"]
[{"$f":"IF(ISBLANK(B122),\"\",SUBTOTAL(103,$B$3:B122))","v":120},"Orthopedic Consumables ","LOCKING LCP \"Y\" 2.0 MM * (3+5) HOLES ( MINI PLATE SYSTEMS ) TITANIUM","PLATE"]
[{"$f":"IF(ISBLANK(B123),\"\",SUBTOTAL(103,$B$3:B123))","v":121},"Orthopedic Consumables ","LOCKING LCP \"Y\" 2.0 MM * (3+7) HOLES ( MINI PLATE SYSTEMS ) TITANIUM","PLATE"]
[{"$f":"IF(ISBLANK(B124),\"\",SUBTOTAL(103,$B$3:B124))","v":122},"Orthopedic Consumables ","LOCKING LCP RECONSTRUCTION PLATE 2.0 MM * 6 HOLES ( MINI PLATE SYSTEMS ) TITANIUM","PLATE"]
[{"$f":"IF(ISBLANK(B125),\"\",SUBTOTAL(103,$B$3:B125))","v":123},"Orthopedic Consumables ","LOCKING LCP RECONSTRUCTION PLATE 2.0 MM * 12 HOLES ( MINI PLATE SYSTEMS ) TITANIUM","PLATE"]
[{"$f":"IF(ISBLANK(B126),\"\",SUBTOTAL(103,$B$3:B126))","v":124},"Orthopedic Consumables ","ELASTIC NAIL 2 MM","NAIL"]
[{"$f":"IF(ISBLANK(B127),\"\",SUBTOTAL(103,$B$3:B127))","v":125},"Orthopedic Consumables ","ELASTIC NAIL 2.5 MM","NAIL"]
[{"$f":"IF(ISBLANK(B128),\"\",SUBTOTAL(103,$B$3:B128))","v":126},"Orthopedic Consumables ","LOCKING CANCELLOUS SCREW 7.3 MM * 80 MM","SCREW"]
[{"$f":"IF(ISBLANK(B129),\"\",SUBTOTAL(103,$B$3:B129))","v":127},"Orthopedic Consumables ","LOCKING CANCELLOUS SCREW 7.3 MM * 85 MM","SCREW"]
[{"$f":"IF(ISBLANK(B130),\"\",SUBTOTAL(103,$B$3:B130))","v":128},"Orthopedic Consumables ","LOCKING CANCELLOUS SCREW 7.3 MM * 90 MM","SCREW"]
[{"$f":"IF(ISBLANK(B131),\"\",SUBTOTAL(103,$B$3:B131))","v":129},"Orthopedic Consumables ","LOCKING CANCELLOUS SCREW 7.3 MM * 95 MM","SCREW"]
[{"$f":"IF(ISBLANK(B132),\"\",SUBTOTAL(103,$B$3:B132))","v":130},"Orthopedic Consumables ","LOCKING CANCELLOUS SCREW 7.3 MM * 100 MM","SCREW"]
[{"$f":"IF(ISBLANK(B133),\"\",SUBTOTAL(103,$B$3:B133))","v":131},"Orthopedic Consumables ","LOCKING CANCELLOUS SCREW 7.3 MM * 105 MM","SCREW"]
[{"$f":"IF(ISBLANK(B134),\"\",SUBTOTAL(103,$B$3:B134))","v":132},"Orthopedic Consumables ","LOCKING CANCELLOUS SCREW 7.3 MM * 110 MM","SCREW"]
[{"$f":"IF(ISBLANK(B135),\"\",SUBTOTAL(103,$B$3:B135))","v":133},"Orthopedic Consumables ","LOCKING CANCELLOUS SCREW 7.3 MM * 115 MM","SCREW"]
[{"$f":"IF(ISBLANK(B136),\"\",SUBTOTAL(103,$B$3:B136))","v":134},"Orthopedic Consumables ","LOCKING CANCELLOUS SCREW 7.3 MM * 120 MM","SCREW"]
[{"$f":"IF(ISBLANK(B137),\"\",SUBTOTAL(103,$B$3:B137))","v":135},"Orthopedic Consumables ","INTERFERENCE SCREW 7 MM * 25MM BIORESOBABLE COMPOSITE","SCREW"]
[{"$f":"IF(ISBLANK(B138),\"\",SUBTOTAL(103,$B$3:B138))","v":136},"Orthopedic Consumables ","INTERFERENCE SCREW 7 MM * 30MM BIORESOBABLE COMPOSITE","SCREW"]
[{"$f":"IF(ISBLANK(B139),\"\",SUBTOTAL(103,$B$3:B139))","v":137},"Orthopedic Consumables ","INTERFERENCE SCREW 8 MM * 25MM BIORESOBABLE COMPOSITE","SCREW"]
[{"$f":"IF(ISBLANK(B140),\"\",SUBTOTAL(103,$B$3:B140))","v":138},"Orthopedic Consumables ","INTERFERENCE SCREW 8 MM * 30MM BIORESOBABLE COMPOSITE","SCREW"]
[{"$f":"IF(ISBLANK(B141),\"\",SUBTOTAL(103,$B$3:B141))","v":139},"Orthopedic Consumables ","MALLEOLAR SCREW 4.5MM * 50MM","SCREW"]
[{"$f":"IF(ISBLANK(B142),\"\",SUBTOTAL(103,$B$3:B142))","v":140},"Orthopedic Consumables ","MALLEOLAR SCREW 4.5MM * 70MM","SCREW"]
[{"$f":"IF(ISBLANK(B143),\"\",SUBTOTAL(103,$B$3:B143))","v":141},"Orthopedic Consumables ","MALLEOLAR SCREW 4.5MM * 75MM","SCREW"]
[{"$f":"IF(ISBLANK(B144),\"\",SUBTOTAL(103,$B$3:B144))","v":142},"Orthopedic Consumables ","MALLEOLAR SCREW 4.5MM * 80MM","SCREW"]
[{"$f":"IF(ISBLANK(B145),\"\",SUBTOTAL(103,$B$3:B145))","v":143},"Orthopedic Consumables ","MALLEOLAR SCREW 3.5MM * 35MM","SCREW"]
[{"$f":"IF(ISBLANK(B146),\"\",SUBTOTAL(103,$B$3:B146))","v":144},"Orthopedic Consumables ","MALLEOLAR SCREW 3.5MM * 40MM","SCREW"]
[{"$f":"IF(ISBLANK(B147),\"\",SUBTOTAL(103,$B$3:B147))","v":145},"Orthopedic Consumables ","MALLEOLAR SCREW 3.5MM * 45MM","SCREW"]
[{"$f":"IF(ISBLANK(B148),\"\",SUBTOTAL(103,$B$3:B148))","v":146},"Orthopedic Consumables ","MALLEOLAR SCREW 3.5MM * 55MM","SCREW"]
[{"$f":"IF(ISBLANK(B149),\"\",SUBTOTAL(103,$B$3:B149))","v":147},"Orthopedic Consumables ","MALLEOLAR SCREW 3.5MM * 60MM","SCREW"]
[{"$f":"IF(ISBLANK(B150),\"\",SUBTOTAL(103,$B$3:B150))","v":148},"Orthopedic Consumables ","MALLEOLAR SCREW 3.5MM * 65MM","SCREW"]
[{"$f":"IF(ISBLANK(B151),\"\",SUBTOTAL(103,$B$3:B151))","v":149},"Orthopedic Consumables ","HEADLESS CANNULATED SCREWS (Ø 3.5 mm * 16 MM","SCREW"]
[{"$f":"IF(ISBLANK(B152),\"\",SUBTOTAL(103,$B$3:B152))","v":150},"Orthopedic Consumables ","HEADLESS CANNULATED SCREWS (Ø 3.5 mm * 18 MM","SCREW"]
[{"$f":"IF(ISBLANK(B153),\"\",SUBTOTAL(103,$B$3:B153))","v":151},"Orthopedic Consumables ","HEADLESS CANNULATED SCREWS (Ø 3.5 mm * 20 MM","SCREW"]
[{"$f":"IF(ISBLANK(B154),\"\",SUBTOTAL(103,$B$3:B154))","v":152},"Orthopedic Consumables ","HEADLESS CANNULATED SCREWS (Ø 3.5 mm * 22 MM","SCREW"]
[{"$f":"IF(ISBLANK(B155),\"\",SUBTOTAL(103,$B$3:B155))","v":153},"Orthopedic Consumables ","HEADLESS CANNULATED SCREWS (Ø 3.5 mm * 24 MM","SCREW"]
[{"$f":"IF(ISBLANK(B156),\"\",SUBTOTAL(103,$B$3:B156))","v":154},"Orthopedic Consumables ","HEADLESS CANNULATED SCREWS (Ø 3.5 mm * 26 MM","SCREW"]
[{"$f":"IF(ISBLANK(B157),\"\",SUBTOTAL(103,$B$3:B157))","v":155},"Orthopedic Consumables ","HEADLESS CANNULATED SCREWS (Ø 3.5 mm * 28 MM","SCREW"]
[{"$f":"IF(ISBLANK(B158),\"\",SUBTOTAL(103,$B$3:B158))","v":156},"Orthopedic Consumables ","HEADLESS CANNULATED SCREWS (Ø 3.5 mm * 30 MM","SCREW"]
[{"$f":"IF(ISBLANK(B159),\"\",SUBTOTAL(103,$B$3:B159))","v":157},"Orthopedic Consumables ","HEADLESS CANNULATED SCREWS (Ø 3.5 mm * 32 MM","SCREW"]
[{"$f":"IF(ISBLANK(B160),\"\",SUBTOTAL(103,$B$3:B160))","v":158},"Orthopedic Consumables ","HEADLESS CANNULATED SCREWS (Ø 3.5 mm * 34 MM","SCREW"]
[{"$f":"IF(ISBLANK(B161),\"\",SUBTOTAL(103,$B$3:B161))","v":159},"Orthopedic Consumables ","HEADLESS CANNULATED SCREWS (Ø 3.5 mm * 36 MM","SCREW"]
[{"$f":"IF(ISBLANK(B162),\"\",SUBTOTAL(103,$B$3:B162))","v":160},"Orthopedic Consumables ","HEADLESS CANNULATED SCREWS (Ø 3.5 mm * 38 MM","SCREW"]
[{"$f":"IF(ISBLANK(B163),\"\",SUBTOTAL(103,$B$3:B163))","v":161},"Orthopedic Consumables ","HEADLESS CANNULATED SCREWS (Ø 3.5 mm * 40 MM","SCREW"]
[{"$f":"IF(ISBLANK(B164),\"\",SUBTOTAL(103,$B$3:B164))","v":162},"Orthopedic Consumables ","CANNULATED SCREW SHORT THREAD 4.5 MM * 22MM","SCREW"]
[{"$f":"IF(ISBLANK(B165),\"\",SUBTOTAL(103,$B$3:B165))","v":163},"Orthopedic Consumables ","CANNULATED SCREW SHORT THREAD 4.5 MM * 24MM","SCREW"]
[{"$f":"IF(ISBLANK(B166),\"\",SUBTOTAL(103,$B$3:B166))","v":164},"Orthopedic Consumables ","CANNULATED SCREW SHORT THREAD 4.5 MM * 26MM","SCREW"]
[{"$f":"IF(ISBLANK(B167),\"\",SUBTOTAL(103,$B$3:B167))","v":165},"Orthopedic Consumables ","CANNULATED SCREW SHORT THREAD 4.5 MM * 28MM","SCREW"]
[{"$f":"IF(ISBLANK(B168),\"\",SUBTOTAL(103,$B$3:B168))","v":166},"Orthopedic Consumables ","CANNULATED SCREW SHORT THREAD 4.5 MM * 30MM","SCREW"]
[{"$f":"IF(ISBLANK(B169),\"\",SUBTOTAL(103,$B$3:B169))","v":167},"Orthopedic Consumables ","CANNULATED SCREW SHORT THREAD 4.5 MM * 32MM","SCREW"]
[{"$f":"IF(ISBLANK(B170),\"\",SUBTOTAL(103,$B$3:B170))","v":168},"Orthopedic Consumables ","CANNULATED SCREW SHORT THREAD 4.5 MM * 34MM","SCREW"]
[{"$f":"IF(ISBLANK(B171),\"\",SUBTOTAL(103,$B$3:B171))","v":169},"Orthopedic Consumables ","CANNULATED SCREW SHORT THREAD 4.5 MM * 36MM","SCREW"]
[{"$f":"IF(ISBLANK(B172),\"\",SUBTOTAL(103,$B$3:B172))","v":170},"Orthopedic Consumables ","CANNULATED SCREW SHORT THREAD 4.5 MM * 38MM","SCREW"]
[{"$f":"IF(ISBLANK(B173),\"\",SUBTOTAL(103,$B$3:B173))","v":171},"Orthopedic Consumables ","CANNULATED SCREW SHORT THREAD 4.5 MM * 40MM","SCREW"]
[{"$f":"IF(ISBLANK(B174),\"\",SUBTOTAL(103,$B$3:B174))","v":172},"Orthopedic Consumables ","CANNULATED SCREW SHORT THREAD 4.5 MM * 45MM","SCREW"]
[{"$f":"IF(ISBLANK(B175),\"\",SUBTOTAL(103,$B$3:B175))","v":173},"Orthopedic Consumables ","CANNULATED SCREW SHORT THREAD 4.5 MM * 50MM","SCREW"]
[{"$f":"IF(ISBLANK(B176),\"\",SUBTOTAL(103,$B$3:B176))","v":174},"Orthopedic Consumables ","CANNULATED SCREW SHORT THREAD 4.5 MM * 55MM","SCREW"]
[{"$f":"IF(ISBLANK(B177),\"\",SUBTOTAL(103,$B$3:B177))","v":175},"Orthopedic Consumables ","CANNULATED SCREW SHORT THREAD 4.5 MM * 60MM","SCREW"]
[{"$f":"IF(ISBLANK(B178),\"\",SUBTOTAL(103,$B$3:B178))","v":176},"Orthopedic Consumables ","CANNULATED SCREW 16 MM THEAD 7.3 * 90 MM","SCREW"]
[{"$f":"IF(ISBLANK(B179),\"\",SUBTOTAL(103,$B$3:B179))","v":177},"Orthopedic Consumables ","CANNULATED SCREW 16 MM THEAD 7.3 * 95 MM","SCREW"]
[{"$f":"IF(ISBLANK(B180),\"\",SUBTOTAL(103,$B$3:B180))","v":178},"Orthopedic Consumables ","CANNULATED SCREW 16 MM THEAD 7.3 * 100 MM","SCREW"]
[{"$f":"IF(ISBLANK(B181),\"\",SUBTOTAL(103,$B$3:B181))","v":179},"Orthopedic Consumables ","CANNULATED SCREW 16 MM THEAD 7.3 * 105 MM","SCREW"]
[{"$f":"IF(ISBLANK(B182),\"\",SUBTOTAL(103,$B$3:B182))","v":180},"Orthopedic Consumables ","CANNULATED SCREW 16 MM THEAD 7.3 * 110 MM","SCREW"]
[{"$f":"IF(ISBLANK(B183),\"\",SUBTOTAL(103,$B$3:B183))","v":181},"Orthopedic Consumables ","CANNULATED SCREW 16 MM THEAD 7.3 * 115 MM","SCREW"]
[{"$f":"IF(ISBLANK(B184),\"\",SUBTOTAL(103,$B$3:B184))","v":182},"Orthopedic Consumables ","CANNULATED SCREW 16 MM THEAD 7.3 * 120 MM","SCREW"]
[{"$f":"IF(ISBLANK(B185),\"\",SUBTOTAL(103,$B$3:B185))","v":183},"Orthopedic Consumables ","CANNULATED SCREW 32 MM THEAD 7.3 * 105 MM","SCREW"]
[{"$f":"IF(ISBLANK(B186),\"\",SUBTOTAL(103,$B$3:B186))","v":184},"Orthopedic Consumables ","CANNULATED SCREW 32 MM THEAD 7.3 * 110 MM","SCREW"]
[{"$f":"IF(ISBLANK(B187),\"\",SUBTOTAL(103,$B$3:B187))","v":185},"Orthopedic Consumables ","CANNULATED SCREW 32 MM THEAD 7.3 * 115 MM","SCREW"]
[{"$f":"IF(ISBLANK(B188),\"\",SUBTOTAL(103,$B$3:B188))","v":186},"Orthopedic Consumables ","CANNULATED SCREW 32 MM THEAD 7.3 * 120 MM","SCREW"]
[{"$f":"IF(ISBLANK(B189),\"\",SUBTOTAL(103,$B$3:B189))","v":187},"Orthopedic Consumables ","WASHER 3.5 MM","PCS"]
[{"$f":"IF(ISBLANK(B190),\"\",SUBTOTAL(103,$B$3:B190))","v":188},"Orthopedic Consumables ","WASHER 4.5 MM","PCS"]
[{"$f":"IF(ISBLANK(B191),\"\",SUBTOTAL(103,$B$3:B191))","v":189},"Orthopedic Consumables ","WASHER 7.3 MM","PCS"]
[{"$f":"IF(ISBLANK(B192),\"\",SUBTOTAL(103,$B$3:B192))","v":190},"Orthopedic Consumables ","DRILL BITS WITH ROUNDSHAFT 1.8 mm","BITS"]
[{"$f":"IF(ISBLANK(B193),\"\",SUBTOTAL(103,$B$3:B193))","v":191},"Orthopedic Consumables ","DRILL BITS WITH ROUNDSHAFT 2 mm","BITS"]
[{"$f":"IF(ISBLANK(B194),\"\",SUBTOTAL(103,$B$3:B194))","v":192},"Orthopedic Consumables ","DRILL BITS WITH ROUNDSHAFT 2.5 mm","BITS"]
[{"$f":"IF(ISBLANK(B195),\"\",SUBTOTAL(103,$B$3:B195))","v":193},"Orthopedic Consumables ","DRILL BITS WITH ROUNDSHAFT 2.7 mm","BITS"]
[{"$f":"IF(ISBLANK(B196),\"\",SUBTOTAL(103,$B$3:B196))","v":194},"Orthopedic Consumables ","DRILL BITS WITH ROUNDSHAFT 3 mm","BITS"]
[{"$f":"IF(ISBLANK(B197),\"\",SUBTOTAL(103,$B$3:B197))","v":195},"Orthopedic Consumables ","DRILL BITS CANNULATED WITH ROUNDSHAFT 2.5 mm","BITS"]
[{"$f":"IF(ISBLANK(B198),\"\",SUBTOTAL(103,$B$3:B198))","v":196},"Orthopedic Consumables ","DRILL BITS CANNULATED WITH ROUNDSHAFT 2.7 mm","BITS"]
[{"$f":"IF(ISBLANK(B199),\"\",SUBTOTAL(103,$B$3:B199))","v":197},"Orthopedic Consumables ","SEGMANTEL  FIXATOR S","FIXATORS"]
[{"$f":"IF(ISBLANK(B200),\"\",SUBTOTAL(103,$B$3:B200))","v":198},"Orthopedic Consumables ","SEGMANTEL  FIXATOR M","FIXATORS"]
[{"$f":"IF(ISBLANK(B201),\"\",SUBTOTAL(103,$B$3:B201))","v":199},"Orthopedic Consumables ","SEGMANTEL  FIXATOR L","FIXATORS"]
[{"$f":"IF(ISBLANK(B202),\"\",SUBTOTAL(103,$B$3:B202))","v":200},"Orthopedic Consumables ","U STAPLE 6 MM","PCS"]
[{"$f":"IF(ISBLANK(B203),\"\",SUBTOTAL(103,$B$3:B203))","v":201},"Orthopedic Consumables ","U STAPLE 8 MM","PCS"]
[{"$f":"IF(ISBLANK(B204),\"\",SUBTOTAL(103,$B$3:B204))","v":202},"Orthopedic Consumables ","U STAPLE 10 MM","PCS"]
["Supplier Name | اسم المزود"]
["Supplier & Signature | توقيع وختم المزود"]

{"sheet":"BoQ 01 ( Financial )","index":2,"n_rows":207,"n_cols":7,"rows_kept":207,"cut":false,"hidden":false,"merged":[[0,3,0,6]]}
["BoQ 01",null,"PR/AL165H25/WHO2.01/GZT/PRO-HE/10-1-2025/1","Financial"]
["SN","Category\nKategori","Technical Specifications\nTeknik Özellikler","Unit\nBirim","Quantity\nMiktar ","UNIT PRICE","TOTAL PRICE"]
[{"$f":"IF(ISBLANK(B3),\"\",SUBTOTAL(103,$B$3:B3))","v":1},"Orthopedic Consumables ","LOCKING DISTAL MEDIAL TIBIAL POINT PLATE (WITH 3.5-5 MM) LEFT 13 HOLES TITANIUM","PLATE",3,null,{"$f":"Table145[[#This Row],[Quantity\nMiktar ]]*Table145[[#This Row],[UNIT PRICE]]","v":0}]
[{"$f":"IF(ISBLANK(B4),\"\",SUBTOTAL(103,$B$3:B4))","v":2},"Orthopedic Consumables ","LOCKING DISTAL MEDIAL TIBIAL POINT PLATE (WITH 3.5-5 MM) LEFT 15 HOLES TITANIUM","PLATE",3,null,{"$f":"Table145[[#This Row],[Quantity\nMiktar ]]*Table145[[#This Row],[UNIT PRICE]]","v":0}]
[{"$f":"IF(ISBLANK(B5),\"\",SUBTOTAL(103,$B$3:B5))","v":3},"Orthopedic Consumables ","LOCKING DISTAL MEDIAL TIBIAL POINT PLATE (WITH 3.5-5 MM) LEFT 17 HOLES TITANIUM","PLATE",3,null,{"$f":"Table145[[#This Row],[Quantity\nMiktar ]]*Table145[[#This Row],[UNIT PRICE]]","v":0}]
[{"$f":"IF(ISBLANK(B6),\"\",SUBTOTAL(103,$B$3:B6))","v":4},"Orthopedic Consumables ","LOCKING DISTAL MEDIAL TIBIAL POINT PLATE (WITH 3.5-5 MM) LEFT 19 HOLES TITANIUM","PLATE",3,null,{"$f":"Table145[[#This Row],[Quantity\nMiktar ]]*Table145[[#This Row],[UNIT PRICE]]","v":0}]
[{"$f":"IF(ISBLANK(B7),\"\",SUBTOTAL(103,$B$3:B7))","v":5},"Orthopedic Consumables ","LOCKING DISTAL MEDIAL TIBIAL POINT PLATE (WITH 3.5-5 MM) LEFT 21HOLES TITANIUM","PLATE",3,null,{"$f":"Table145[[#This Row],[Quantity\nMiktar ]]*Table145[[#This Row],[UNIT PRICE]]","v":0}]
[{"$f":"IF(ISBLANK(B8),\"\",SUBTOTAL(103,$B$3:B8))","v":6},"Orthopedic Consumables ","LOCKING DISTAL MEDIAL TIBIAL POINT PLATE (WITH 3.5-5 MM) RIGHT 13 HOLES TITANIUM","PLATE",3,null,{"$f":"Table145[[#This Row],[Quantity\nMiktar ]]*Table145[[#This Row],[UNIT PRICE]]","v":0}]
[{"$f":"IF(ISBLANK(B9),\"\",SUBTOTAL(103,$B$3:B9))","v":7},"Orthopedic Consumables ","LOCKING DISTAL MEDIAL TIBIAL POINT PLATE (WITH 3.5-5 MM) RIGHT 15 HOLES TITANIUM","PLATE",3,null,{"$f":"Table145[[#This Row],[Quantity\nMiktar ]]*Table145[[#This Row],[UNIT PRICE]]","v":0}]
[{"$f":"IF(ISBLANK(B10),\"\",SUBTOTAL(103,$B$3:B10))","v":8},"Orthopedic Consumables ","LOCKING DISTAL MEDIAL TIBIAL POINT PLATE (WITH 3.5-5 MM) RIGHT 17 HOLES TITANIUM","PLATE",3,null,{"$f":"Table145[[#This Row],[Quantity\nMiktar ]]*Table145[[#This Row],[UNIT PRICE]]","v":0}]
[{"$f":"IF(ISBLANK(B11),\"\",SUBTOTAL(103,$B$3:B11))","v":9},"Orthopedic Consumables ","LOCKING DISTAL MEDIAL TIBIAL POINT PLATE (WITH 3.5-5 MM) RIGHT 19 HOLES TITANIUM","PLATE",3,null,{"$f":"Table145[[#This Row],[Quantity\nMiktar ]]*Table145[[#This Row],[UNIT PRICE]]","v":0}]
[{"$f":"IF(ISBLANK(B12),\"\",SUBTOTAL(103,$B$3:B12))","v":10},"Orthopedic Consumables ","LOCKING DISTAL MEDIAL TIBIAL POINT PLATE (WITH 3.5-5 MM) RIGHT 21 HOLES TITANIUM","PLATE",3,null,{"$f":"Table145[[#This Row],[Quantity\nMiktar ]]*Table145[[#This Row],[UNIT PRICE]]","v":0}]
[{"$f":"IF(ISBLANK(B13),\"\",SUBTOTAL(103,$B$3:B13))","v":11},"Orthopedic Consumables ","LOCKING DISTAL MEDIAL TIBIAL PLATE (WITH 4.5/5 MM SCREW) LEFT 10 HOLES TITANIUM","PLATE",3,null,{"$f":"Table145[[#This Row],[Quantity\nMiktar ]]*Table145[[#This Row],[UNIT PRICE]]","v":0}]
[{"$f":"IF(ISBLANK(B14),\"\",SUBTOTAL(103,$B$3:B14))","v":12},"Orthopedic Consumables ","LOCKING DISTAL MEDIAL TIBIAL PLATE (WITH 4.5/5 MM SCREW) LEFT 12 HOLES TITANIUM","PLATE",4,null,{"$f":"Table145[[#This Row],[Quantity\nMiktar ]]*Table145[[#This Row],[UNIT PRICE]]","v":0}]
[{"$f":"IF(ISBLANK(B15),\"\",SUBTOTAL(103,$B$3:B15))","v":13},"Orthopedic Consumables ","LOCKING DISTAL MEDIAL TIBIAL PLATE (WITH 4.5/5 MM SCREW) LEFT 14 HOLES TITANIUM","PLATE",5,null,{"$f":"Table145[[#This Row],[Quantity\nMiktar ]]*Table145[[#This Row],[UNIT PRICE]]","v":0}]
[{"$f":"IF(ISBLANK(B16),\"\",SUBTOTAL(103,$B$3:B16))","v":14},"Orthopedic Consumables ","LOCKING DISTAL MEDIAL TIBIAL PLATE (WITH 4.5/5 MM SCREW) LEFT 16 HOLES TITANIUM","PLATE",5,null,{"$f":"Table145[[#This Row],[Quantity\nMiktar ]]*Table145[[#This Row],[UNIT PRICE]]","v":0}]
[{"$f":"IF(ISBLANK(B17),\"\",SUBTOTAL(103,$B$3:B17))","v":15},"Orthopedic Consumables ","LOCKING DISTAL MEDIAL TIBIAL PLATE (WITH 4.5/5 MM SCREW) RIGHT 10 HOLES TITANIUM","PLATE",4,null,{"$f":"Table145[[#This Row],[Quantity\nMiktar ]]*Table145[[#This Row],[UNIT PRICE]]","v":0}]
[{"$f":"IF(ISBLANK(B18),\"\",SUBTOTAL(103,$B$3:B18))","v":16},"Orthopedic Consumables ","LOCKING DISTAL MEDIAL TIBIAL PLATE (WITH 4.5/5 MM SCREW) RIGHT 12 HOLES TITANIUM","PLATE",4,null,{"$f":"Table145[[#This Row],[Quantity\nMiktar ]]*Table145[[#This Row],[UNIT PRICE]]","v":0}]
[{"$f":"IF(ISBLANK(B19),\"\",SUBTOTAL(103,$B$3:B19))","v":17},"Orthopedic Consumables ","LOCKING DISTAL MEDIAL TIBIAL PLATE (WITH 4.5/5 MM SCREW) RIGHT 14 HOLES TITANIUM","PLATE",4,null,{"$f":"Table145[[#This Row],[Quantity\nMiktar ]]*Table145[[#This Row],[UNIT PRICE]]","v":0}]
[{"$f":"IF(ISBLANK(B20),\"\",SUBTOTAL(103,$B$3:B20))","v":18},"Orthopedic Consumables ","LOCKING DISTAL MEDIAL TIBIAL PLATE (WITH 4.5/5 MM SCREW) RIGHT 16 HOLES TITANIUM","PLATE",4,null,{"$f":"Table145[[#This Row],[Quantity\nMiktar ]]*Table145[[#This Row],[UNIT PRICE]]","v":0}]
[{"$f":"IF(ISBLANK(B21),\"\",SUBTOTAL(103,$B$3:B21))","v":19},"Orthopedic Consumables ","LOCKING DISTAL LATERAL TIBIAL PLATE (WITH 4.5/5 MM SCREW) LEFT 12 HOLES TITANIUM","PLATE",4,null,{"$f":"Table145[[#This Row],[Quantity\nMiktar ]]*Table145[[#This Row],[UNIT PRICE]]","v":0}]
[{"$f":"IF(ISBLANK(B22),\"\",SUBTOTAL(103,$B$3:B22))","v":20},"Orthopedic Consumables ","LOCKING DISTAL LATERAL TIBIAL PLATE (WITH 4.5/5 MM SCREW) RIGHT 12 HOLES TITANIUM","PLATE",4,null,{"$f":"Table145[[#This Row],[Quantity\nMiktar ]]*Table145[[#This Row],[UNIT PRICE]]","v":0}]
[{"$f":"IF(ISBLANK(B23),\"\",SUBTOTAL(103,$B$3:B23))","v":21},"Orthopedic Consumables ","LOCKING DISTAL LATERAL TIBIAL PLATE (WITH 4.5/5 MM SCREW) RIGHT 14 HOLES TITANIUM","PLATE",3,null,{"$f":"Table145[[#This Row],[Quantity\nMiktar ]]*Table145[[#This Row],[UNIT PRICE]]","v":0}]
[{"$f":"IF(ISBLANK(B24),\"\",SUBTOTAL(103,$B$3:B24))","v":22},"Orthopedic Consumables ","LOCKING DISTAL FIBULA PLATE (WITH 3.5 MM SCREW) LEFT 9 HOLES TITANIUM","PLATE",4,null,{"$f":"Table145[[#This Row],[Quantity\nMiktar ]]*Table145[[#This Row],[UNIT PRICE]]","v":0}]
[{"$f":"IF(ISBLANK(B25),\"\",SUBTOTAL(103,$B$3:B25))","v":23},"Orthopedic Consumables ","LOCKING DISTAL FIBULA PLATE (WITH 3.5 MM SCREW) LEFT 11 HOLES TITANIUM","PLATE",4,null,{"$f":"Table145[[#This Row],[Quantity\nMiktar ]]*Table145[[#This Row],[UNIT PRICE]]","v":0}]
[{"$f":"IF(ISBLANK(B26),\"\",SUBTOTAL(103,$B$3:B26))","v":24},"Orthopedic Consumables ","LOCKING DISTAL FIBULA PLATE (WITH 3.5 MM SCREW) LEFT 13 HOLES TITANIUM","PLATE",4,null,{"$f":"Table145[[#This Row],[Quantity\nMiktar ]]*Table145[[#This Row],[UNIT PRICE]]","v":0}]
[{"$f":"IF(ISBLANK(B27),\"\",SUBTOTAL(103,$B$3:B27))","v":25},"Orthopedic Consumables ","LOCKING DISTAL FIBULA PLATE (WITH 3.5 MM SCREW) RIGHT 9 HOLES TITANIUM","PLATE",4,null,{"$f":"Table145[[#This Row],[Quantity\nMiktar ]]*Table145[[#This Row],[UNIT PRICE]]","v":0}]
[{"$f":"IF(ISBLANK(B28),\"\",SUBTOTAL(103,$B$3:B28))","v":26},"Orthopedic Consumables ","LOCKING DISTAL FIBULA PLATE (WITH 3.5 MM SCREW) RIGHT 11 HOLES TITANIUM","PLATE",4,null,{"$f":"Table145[[#This Row],[Quantity\nMiktar ]]*Table145[[#This Row],[UNIT PRICE]]","v":0}]
[{"$f":"IF(ISBLANK(B29),\"\",SUBTOTAL(103,$B$3:B29))","v":27},"Orthopedic Consumables ","LOCKING DISTAL FIBULA PLATE (WITH 3.5 MM SCREW) RIGHT 13 HOLES TITANIUM","PLATE",4,null,{"$f":"Table145[[#This Row],[Quantity\nMiktar ]]*Table145[[#This Row],[UNIT PRICE]]","v":0}]
[{"$f":"IF(ISBLANK(B30),\"\",SUBTOTAL(103,$B$3:B30))","v":28},"Orthopedic Consumables ","LOCKING PROXEMAL LATERAL FEMORAL PLATE WITH (6.5 - 4.5 MM SCREW) LEFT 9 HOLES TITANIUM","PLATE",3,null,{"$f":"Table145[[#This Row],[Quantity\nMiktar ]]*Table145[[#This Row],[UNIT PRICE]]","v":0}]
[{"$f":"IF(ISBLANK(B31),\"\",SUBTOTAL(103,$B$3:B31))","v":29},"Orthopedic Consumables ","LOCKING PROXEMAL LATERAL FEMORAL PLATE WITH (6.5 - 4.5 MM SCREW) LEFT 11 HOLES TITANIUM","PLATE",4,null,{"$f":"Table145[[#This Row],[Quantity\nMiktar ]]*Table145[[#This Row],[UNIT PRICE]]","v":0}]
[{"$f":"IF(ISBLANK(B32),\"\",SUBTOTAL(103,$B$3:B32))","v":30},"Orthopedic Consumables ","LOCKING PROXEMAL LATERAL FEMORAL PLATE WITH (6.5 - 4.5 MM SCREW) LEFT 13 HOLES TITANIUM","PLATE",4,null,{"$f":"Table145[[#This Row],[Quantity\nMiktar ]]*Table145[[#This Row],[UNIT PRICE]]","v":0}]
[{"$f":"IF(ISBLANK(B33),\"\",SUBTOTAL(103,$B$3:B33))","v":31},"Orthopedic Consumables ","LOCKING PROXEMAL LATERAL FEMORAL PLATE WITH (6.5 - 4.5 MM SCREW) LEFT 15 HOLES TITANIUM","PLATE",4,null,{"$f":"Table145[[#This Row],[Quantity\nMiktar ]]*Table145[[#This Row],[UNIT PRICE]]","v":0}]
[{"$f":"IF(ISBLANK(B34),\"\",SUBTOTAL(103,$B$3:B34))","v":32},"Orthopedic Consumables ","LOCKING PROXEMAL LATERAL FEMORAL PLATE WITH (6.5 - 4.5 MM SCREW) LEFT 17 HOLES TITANIUM","PLATE",4,null,{"$f":"Table145[[#This Row],[Quantity\nMiktar ]]*Table145[[#This Row],[UNIT PRICE]]","v":0}]
[{"$f":"IF(ISBLANK(B35),\"\",SUBTOTAL(103,$B$3:B35))","v":33},"Orthopedic Consumables ","LOCKING PROXEMAL LATERAL FEMORAL PLATE WITH (6.5 - 4.5 MM SCREW) RIGHT 9 HOLES TITANIUM","PLATE",5,null,{"$f":"Table145[[#This Row],[Quantity\nMiktar ]]*Table145[[#This Row],[UNIT PRICE]]","v":0}]
[{"$f":"IF(ISBLANK(B36),\"\",SUBTOTAL(103,$B$3:B36))","v":34},"Orthopedic Consumables ","LOCKING PROXEMAL LATERAL FEMORAL PLATE WITH (6.5 - 4.5 MM SCREW) RIGHT 11 HOLES TITANIUM","PLATE",5,null,{"$f":"Table145[[#This Row],[Quantity\nMiktar ]]*Table145[[#This Row],[UNIT PRICE]]","v":0}]
[{"$f":"IF(ISBLANK(B37),\"\",SUBTOTAL(103,$B$3:B37))","v":35},"Orthopedic Consumables ","LOCKING PROXEMAL LATERAL FEMORAL PLATE WITH (6.5 - 4.5 MM SCREW) RIGHT 13 HOLES TITANIUM","PLATE",5,null,{"$f":"Table145[[#This Row],[Quantity\nMiktar ]]*Table145[[#This Row],[UNIT PRICE]]","v":0}]
[{"$f":"IF(ISBLANK(B38),\"\",SUBTOTAL(103,$B$3:B38))","v":36},"Orthopedic Consumables ","LOCKING PROXEMAL LATERAL FEMORAL PLATE WITH (6.5 - 4.5 MM SCREW) RIGHT 15 HOLES TITANIUM","PLATE",5,null,{"$f":"Table145[[#This Row],[Quantity\nMiktar ]]*Table145[[#This Row],[UNIT PRICE]]","v":0}]
[{"$f":"IF(ISBLANK(B39),\"\",SUBTOTAL(103,$B$3:B39))","v":37},"Orthopedic Consumables ","LOCKING PROXEMAL LATERAL FEMORAL PLATE WITH (6.5 - 4.5 MM SCREW) RIGHT 17 HOLES TITANIUM","PLATE",5,null,{"$f":"Table145[[#This Row],[Quantity\nMiktar ]]*Table145[[#This Row],[UNIT PRICE]]","v":0}]
[{"$f":"IF(ISBLANK(B40),\"\",SUBTOTAL(103,$B$3:B40))","v":38},"Orthopedic Consumables ","LOCkING DISTAL RADIUS VOLAR PLATE (WITH 3.5/2.4 MM SCREW) LEFT (H12) TITANIUM","PLATE",5,null,{"$f":"Table145[[#This Row],[Quantity\nMiktar ]]*Table145[[#This Row],[UNIT PRICE]]","v":0}]
[{"$f":"IF(ISBLANK(B41),\"\",SUBTOTAL(103,$B$3:B41))","v":39},"Orthopedic Consumables ","LOCkING DISTAL RADIUS VOLAR PLATE (WITH 3.5/2.4 MM SCREW) LEFT (H14) TITANIUM","PLATE",4,null,{"$f":"Table145[[#This Row],[Quantity\nMiktar ]]*Table145[[#This Row],[UNIT PRICE]]","v":0}]
[{"$f":"IF(ISBLANK(B42),\"\",SUBTOTAL(103,$B$3:B42))","v":40},"Orthopedic Consumables ","LOCkING DISTAL RADIUS VOLAR PLATE (WITH 3.5/2.4 MM SCREW) LEFT (H16) TITANIUM","PLATE",5,null,{"$f":"Table145[[#This Row],[Quantity\nMiktar ]]*Table145[[#This Row],[UNIT PRICE]]","v":0}]
[{"$f":"IF(ISBLANK(B43),\"\",SUBTOTAL(103,$B$3:B43))","v":41},"Orthopedic Consumables ","LOCkING DISTAL RADIUS VOLAR PLATE (WITH 3.5/2.4 MM SCREW) RIGHT (H12) TITANIUM","PLATE",4,null,{"$f":"Table145[[#This Row],[Quantity\nMiktar ]]*Table145[[#This Row],[UNIT PRICE]]","v":0}]
[{"$f":"IF(ISBLANK(B44),\"\",SUBTOTAL(103,$B$3:B44))","v":42},"Orthopedic Consumables ","LOCkING DISTAL RADIUS VOLAR PLATE (WITH 3.5/2.4 MM SCREW) RIGHT (H14) TITANIUM","PLATE",4,null,{"$f":"Table145[[#This Row],[Quantity\nMiktar ]]*Table145[[#This Row],[UNIT PRICE]]","v":0}]
[{"$f":"IF(ISBLANK(B45),\"\",SUBTOTAL(103,$B$3:B45))","v":43},"Orthopedic Consumables ","LOCkING DISTAL RADIUS VOLAR PLATE (WITH 3.5/2.4 MM SCREW) RIGHT (H16) TITANIUM","PLATE",5,null,{"$f":"Table145[[#This Row],[Quantity\nMiktar ]]*Table145[[#This Row],[UNIT PRICE]]","v":0}]
[{"$f":"IF(ISBLANK(B46),\"\",SUBTOTAL(103,$B$3:B46))","v":44},"Orthopedic Consumables ","LOCKING DISTAL RADIUS VOLAR \"T\" PLATE (WITH 3.5 MM SCREW) 7 HOLES TITANIUM","PLATE",5,null,{"$f":"Table145[[#This Row],[Quantity\nMiktar ]]*Table145[[#This Row],[UNIT PRICE]]","v":0}]
[{"$f":"IF(ISBLANK(B47),\"\",SUBTOTAL(103,$B$3:B47))","v":45},"Orthopedic Consumables ","LOCKING DISTAL RADIUS VOLAR \"T\" PLATE (WITH 3.5 MM SCREW) 9 HOLES TITANIUM","PLATE",5,null,{"$f":"Table145[[#This Row],[Quantity\nMiktar ]]*Table145[[#This Row],[UNIT PRICE]]","v":0}]
[{"$f":"IF(ISBLANK(B48),\"\",SUBTOTAL(103,$B$3:B48))","v":46},"Orthopedic Consumables ","LOCKING DISTAL RADIUS VOLAR \"T\" PLATE (WITH 3.5 MM SCREW) 11 HOLES TITANIUM","PLATE",5,null,{"$f":"Table145[[#This Row],[Quantity\nMiktar ]]*Table145[[#This Row],[UNIT PRICE]]","v":0}]
[{"$f":"IF(ISBLANK(B49),\"\",SUBTOTAL(103,$B$3:B49))","v":47},"Orthopedic Consumables ","LOCKING DISTAL RADIUS VOLAR \"T\" PLATE (WITH 3.5 MM SCREW) 13 HOLES TITANIUM","PLATE",4,null,{"$f":"Table145[[#This Row],[Quantity\nMiktar ]]*Table145[[#This Row],[UNIT PRICE]]","v":0}]
[{"$f":"IF(ISBLANK(B50),\"\",SUBTOTAL(103,$B$3:B50))","v":48},"Orthopedic Consumables ","LOCKING OBLIQUE ANGLED \"T\" PLATE (WITH 3.5 MM SCREW) LEFT 6 HOLES TITANIUM","PLATE",4,null,{"$f":"Table145[[#This Row],[Quantity\nMiktar ]]*Table145[[#This Row],[UNIT PRICE]]","v":0}]
[{"$f":"IF(ISBLANK(B51),\"\",SUBTOTAL(103,$B$3:B51))","v":49},"Orthopedic Consumables ","LOCKING OBLIQUE ANGLED \"T\" PLATE (WITH 3.5 MM SCREW) LEFT 7 HOLES TITANIUM","PLATE",3,null,{"$f":"Table145[[#This Row],[Quantity\nMiktar ]]*Table145[[#This Row],[UNIT PRICE]]","v":0}]
[{"$f":"IF(ISBLANK(B52),\"\",SUBTOTAL(103,$B$3:B52))","v":50},"Orthopedic Consumables ","LOCKING OBLIQUE ANGLED \"T\" PLATE (WITH 3.5 MM SCREW) RIGHT 6 HOLES TITANIUM","PLATE",4,null,{"$f":"Table145[[#This Row],[Quantity\nMiktar ]]*Table145[[#This Row],[UNIT PRICE]]","v":0}]
[{"$f":"IF(ISBLANK(B53),\"\",SUBTOTAL(103,$B$3:B53))","v":51},"Orthopedic Consumables ","LOCKING OBLIQUE ANGLED \"T\" PLATE (WITH 3.5 MM SCREW) RIGHT 7 HOLES TITANIUM","PLATE",3,null,{"$f":"Table145[[#This Row],[Quantity\nMiktar ]]*Table145[[#This Row],[UNIT PRICE]]","v":0}]
[{"$f":"IF(ISBLANK(B54),\"\",SUBTOTAL(103,$B$3:B54))","v":52},"Orthopedic Consumables ","POSTERIOR WALL ACETABULAR PLATE (WITH 3.5 MM SCREW) LEFT 9 HOLES TITANIUM","PLATE",3,null,{"$f":"Table145[[#This Row],[Quantity\nMiktar ]]*Table145[[#This Row],[UNIT PRICE]]","v":0}]
[{"$f":"IF(ISBLANK(B55),\"\",SUBTOTAL(103,$B$3:B55))","v":53},"Orthopedic Consumables ","POSTERIOR WALL ACETABULAR PLATE (WITH 3.5 MM SCREW) LEFT 10 HOLES TITANIUM","PLATE",3,null,{"$f":"Table145[[#This Row],[Quantity\nMiktar ]]*Table145[[#This Row],[UNIT PRICE]]","v":0}]
[{"$f":"IF(ISBLANK(B56),\"\",SUBTOTAL(103,$B$3:B56))","v":54},"Orthopedic Consumables ","POSTERIOR WALL ACETABULAR PLATE (WITH 3.5 MM SCREW) LEFT 11 HOLES TITANIUM","PLATE",3,null,{"$f":"Table145[[#This Row],[Quantity\nMiktar ]]*Table145[[#This Row],[UNIT PRICE]]","v":0}]
[{"$f":"IF(ISBLANK(B57),\"\",SUBTOTAL(103,$B$3:B57))","v":55},"Orthopedic Consumables ","POSTERIOR WALL ACETABULAR PLATE (WITH 3.5 MM SCREW) LEFT 12 HOLES TITANIUM","PLATE",3,null,{"$f":"Table145[[#This Row],[Quantity\nMiktar ]]*Table145[[#This Row],[UNIT PRICE]]","v":0}]
[{"$f":"IF(ISBLANK(B58),\"\",SUBTOTAL(103,$B$3:B58))","v":56},"Orthopedic Consumables ","POSTERIOR WALL ACETABULAR PLATE (WITH 3.5 MM SCREW) RIGHT 9 HOLES TITANIUM","PLATE",3,null,{"$f":"Table145[[#This Row],[Quantity\nMiktar ]]*Table145[[#This Row],[UNIT PRICE]]","v":0}]
[{"$f":"IF(ISBLANK(B59),\"\",SUBTOTAL(103,$B$3:B59))","v":57},"Orthopedic Consumables ","POSTERIOR WALL ACETABULAR PLATE (WITH 3.5 MM SCREW) RIGHT 10 HOLES TITANIUM","PLATE",3,null,{"$f":"Table145[[#This Row],[Quantity\nMiktar ]]*Table145[[#This Row],[UNIT PRICE]]","v":0}]
[{"$f":"IF(ISBLANK(B60),\"\",SUBTOTAL(103,$B$3:B60))","v":58},"Orthopedic Consumables ","POSTERIOR WALL ACETABULAR PLATE (WITH 3.5 MM SCREW) RIGHT 11 HOLES TITANIUM","PLATE",3,null,{"$f":"Table145[[#This Row],[Quantity\nMiktar ]]*Table145[[#This Row],[UNIT PRICE]]","v":0}]
[{"$f":"IF(ISBLANK(B61),\"\",SUBTOTAL(103,$B$3:B61))","v":59},"Orthopedic Consumables ","POSTERIOR WALL ACETABULAR PLATE (WITH 3.5 MM SCREW) RIGHT 12 HOLES TITANIUM","PLATE",3,null,{"$f":"Table145[[#This Row],[Quantity\nMiktar ]]*Table145[[#This Row],[UNIT PRICE]]","v":0}]
[{"$f":"IF(ISBLANK(B62),\"\",SUBTOTAL(103,$B$3:B62))","v":60},"Orthopedic Consumables ","ANTERIOR BRIM PELVIC PLATE (WITH 3.5 MM) LEFT 13 HOLES TITANIUM","PLATE",3,null,{"$f":"Table145[[#This Row],[Quantity\nMiktar ]]*Table145[[#This Row],[UNIT PRICE]]","v":0}]
[{"$f":"IF(ISBLANK(B63),\"\",SUBTOTAL(103,$B$3:B63))","v":61},"Orthopedic Consumables ","ANTERIOR BRIM PELVIC PLATE (WITH 3.5 MM) RIGHT 13 HOLES TITANIUM","PLATE",3,null,{"$f":"Table145[[#This Row],[Quantity\nMiktar ]]*Table145[[#This Row],[UNIT PRICE]]","v":0}]
[{"$f":"IF(ISBLANK(B64),\"\",SUBTOTAL(103,$B$3:B64))","v":62},"Orthopedic Consumables ","LOCKING DISTAL CLAVICLE PLATE (WITH 3.5/2.4 MM SCREW) LEFT 14 HOLES TITANIUM","PLATE",3,null,{"$f":"Table145[[#This Row],[Quantity\nMiktar ]]*Table145[[#This Row],[UNIT PRICE]]","v":0}]
[{"$f":"IF(ISBLANK(B65),\"\",SUBTOTAL(103,$B$3:B65))","v":63},"Orthopedic Consumables ","LOCKING DISTAL CLAVICLE PLATE (WITH 3.5/2.4 MM SCREW) LEFT 16 HOLES TITANIUM","PLATE",3,null,{"$f":"Table145[[#This Row],[Quantity\nMiktar ]]*Table145[[#This Row],[UNIT PRICE]]","v":0}]
[{"$f":"IF(ISBLANK(B66),\"\",SUBTOTAL(103,$B$3:B66))","v":64},"Orthopedic Consumables ","LOCKING DISTAL CLAVICLE PLATE (WITH 3.5/2.4 MM SCREW) LEFT 18 HOLES TITANIUM","PLATE",3,null,{"$f":"Table145[[#This Row],[Quantity\nMiktar ]]*Table145[[#This Row],[UNIT PRICE]]","v":0}]
[{"$f":"IF(ISBLANK(B67),\"\",SUBTOTAL(103,$B$3:B67))","v":65},"Orthopedic Consumables ","LOCKING DISTAL CLAVICLE PLATE (WITH 3.5/2.4 MM SCREW) RIGHT 14 HOLES TITANIUM","PLATE",3,null,{"$f":"Table145[[#This Row],[Quantity\nMiktar ]]*Table145[[#This Row],[UNIT PRICE]]","v":0}]
[{"$f":"IF(ISBLANK(B68),\"\",SUBTOTAL(103,$B$3:B68))","v":66},"Orthopedic Consumables ","LOCKING DISTAL CLAVICLE PLATE (WITH 3.5/2.4 MM SCREW) RIGHT 16 HOLES TITANIUM","PLATE",3,null,{"$f":"Table145[[#This Row],[Quantity\nMiktar ]]*Table145[[#This Row],[UNIT PRICE]]","v":0}]
[{"$f":"IF(ISBLANK(B69),\"\",SUBTOTAL(103,$B$3:B69))","v":67},"Orthopedic Consumables ","LOCKING DISTAL CLAVICLE PLATE (WITH 3.5/2.4 MM SCREW) RIGHT 18 HOLES TITANIUM","PLATE",3,null,{"$f":"Table145[[#This Row],[Quantity\nMiktar ]]*Table145[[#This Row],[UNIT PRICE]]","v":0}]
[{"$f":"IF(ISBLANK(B70),\"\",SUBTOTAL(103,$B$3:B70))","v":68},"Orthopedic Consumables ","LOCKING CLAVICLE HOOK PLATE (WITH 3.5 MM SCREW) 7 HOLES LEFT TITANIUM","PLATE",3,null,{"$f":"Table145[[#This Row],[Quantity\nMiktar ]]*Table145[[#This Row],[UNIT PRICE]]","v":0}]
[{"$f":"IF(ISBLANK(B71),\"\",SUBTOTAL(103,$B$3:B71))","v":69},"Orthopedic Consumables ","LOCKING CLAVICLE HOOK PLATE (WITH 3.5 MM SCREW) 9 HOLES LEFT TITANIUM","PLATE",3,null,{"$f":"Table145[[#This Row],[Quantity\nMiktar ]]*Table145[[#This Row],[UNIT PRICE]]","v":0}]
[{"$f":"IF(ISBLANK(B72),\"\",SUBTOTAL(103,$B$3:B72))","v":70},"Orthopedic Consumables ","LOCKING CLAVICLE HOOK PLATE (WITH 3.5 MM SCREW) 9 HOLES RIGHT TITANIUM","PLATE",2,null,{"$f":"Table145[[#This Row],[Quantity\nMiktar ]]*Table145[[#This Row],[UNIT PRICE]]","v":0}]
[{"$f":"IF(ISBLANK(B73),\"\",SUBTOTAL(103,$B$3:B73))","v":71},"Orthopedic Consumables ","ELBO (ARTHRODESIS ) PLATE (WITH 3.5 - 4 MM SCREW) 20 HOLES TITANIUM","PLATE",3,null,{"$f":"Table145[[#This Row],[Quantity\nMiktar ]]*Table145[[#This Row],[UNIT PRICE]]","v":0}]
[{"$f":"IF(ISBLANK(B74),\"\",SUBTOTAL(103,$B$3:B74))","v":72},"Orthopedic Consumables ","LOCKING HAND CARPUS ARTHRODESIS PLATE (WITH 3.5 MM SCREW) 7 HOLES TITANIUM","PLATE",3,null,{"$f":"Table145[[#This Row],[Quantity\nMiktar ]]*Table145[[#This Row],[UNIT PRICE]]","v":0}]
[{"$f":"IF(ISBLANK(B75),\"\",SUBTOTAL(103,$B$3:B75))","v":73},"Orthopedic Consumables ","LOCKING HAND CARPUS ARTHRODESIS PLATE (WITH 3.5 MM SCREW) 8 HOLES TITANIUM","PLATE",3,null,{"$f":"Table145[[#This Row],[Quantity\nMiktar ]]*Table145[[#This Row],[UNIT PRICE]]","v":0}]
[{"$f":"IF(ISBLANK(B76),\"\",SUBTOTAL(103,$B$3:B76))","v":74},"Orthopedic Consumables ","LOCKING HAND CARPUS ARTHRODESIS PLATE (WITH 3.5 MM SCREW) 9 HOLES TITANIUM","PLATE",3,null,{"$f":"Table145[[#This Row],[Quantity\nMiktar ]]*Table145[[#This Row],[UNIT PRICE]]","v":0}]
[{"$f":"IF(ISBLANK(B77),\"\",SUBTOTAL(103,$B$3:B77))","v":75},"Orthopedic Consumables ","EIGHT PLATE 2 HOLES 12 MM TITANIUM","PLATE",3,null,{"$f":"Table145[[#This Row],[Quantity\nMiktar ]]*Table145[[#This Row],[UNIT PRICE]]","v":0}]
[{"$f":"IF(ISBLANK(B78),\"\",SUBTOTAL(103,$B$3:B78))","v":76},"Orthopedic Consumables ","EIGHT PLATE 2 HOLES 16 MM TITANIUM","PLATE",3,null,{"$f":"Table145[[#This Row],[Quantity\nMiktar ]]*Table145[[#This Row],[UNIT PRICE]]","v":0}]
[{"$f":"IF(ISBLANK(B79),\"\",SUBTOTAL(103,$B$3:B79))","v":77},"Orthopedic Consumables ","EIGHT PLATE 2 HOLES 20 MM TITANIUM","PLATE",3,null,{"$f":"Table145[[#This Row],[Quantity\nMiktar ]]*Table145[[#This Row],[UNIT PRICE]]","v":0}]
[{"$f":"IF(ISBLANK(B80),\"\",SUBTOTAL(103,$B$3:B80))","v":78},"Orthopedic Consumables ","EIGHT PLATE 2 HOLES 24 MM TITANIUM","PLATE",3,null,{"$f":"Table145[[#This Row],[Quantity\nMiktar ]]*Table145[[#This Row],[UNIT PRICE]]","v":0}]
[{"$f":"IF(ISBLANK(B81),\"\",SUBTOTAL(103,$B$3:B81))","v":79},"Orthopedic Consumables ","LOCKING ACETABULAR HOOK PLATE 4 HOLES TITANIUM","PLATE",3,null,{"$f":"Table145[[#This Row],[Quantity\nMiktar ]]*Table145[[#This Row],[UNIT PRICE]]","v":0}]
[{"$f":"IF(ISBLANK(B82),\"\",SUBTOTAL(103,$B$3:B82))","v":80},"Orthopedic Consumables ","LOCKING ACETABULAR HOOK PLATE 5 HOLES TITANIUM","PLATE",2,null,{"$f":"Table145[[#This Row],[Quantity\nMiktar ]]*Table145[[#This Row],[UNIT PRICE]]","v":0}]
[{"$f":"IF(ISBLANK(B83),\"\",SUBTOTAL(103,$B$3:B83))","v":81},"Orthopedic Consumables ","LOCKING ACETABULAR HOOK PLATE 6 HOLES TITANIUM","PLATE",2,null,{"$f":"Table145[[#This Row],[Quantity\nMiktar ]]*Table145[[#This Row],[UNIT PRICE]]","v":0}]
[{"$f":"IF(ISBLANK(B84),\"\",SUBTOTAL(103,$B$3:B84))","v":82},"Orthopedic Consumables ","LOCKING LC DCP BROAD PLATE (WITH 3.5 MM SCREW) 4 HOLES TITANIUM","PLATE",5,null,{"$f":"Table145[[#This Row],[Quantity\nMiktar ]]*Table145[[#This Row],[UNIT PRICE]]","v":0}]
[{"$f":"IF(ISBLANK(B85),\"\",SUBTOTAL(103,$B$3:B85))","v":83},"Orthopedic Consumables ","LOCKING LC DCP BROAD PLATE (WITH 3.5 MM SCREW) 5 HOLES TITANIUM","PLATE",5,null,{"$f":"Table145[[#This Row],[Quantity\nMiktar ]]*Table145[[#This Row],[UNIT PRICE]]","v":0}]
[{"$f":"IF(ISBLANK(B86),\"\",SUBTOTAL(103,$B$3:B86))","v":84},"Orthopedic Consumables ","LOCKING LC DCP BROAD PLATE (WITH 3.5 MM SCREW) 6 HOLES TITANIUM","PLATE",6,null,{"$f":"Table145[[#This Row],[Quantity\nMiktar ]]*Table145[[#This Row],[UNIT PRICE]]","v":0}]
[{"$f":"IF(ISBLANK(B87),\"\",SUBTOTAL(103,$B$3:B87))","v":85},"Orthopedic Consumables ","LOCKING LC DCP BROAD PLATE (WITH 3.5 MM SCREW) 7 HOLES TITANIUM","PLATE",6,null,{"$f":"Table145[[#This Row],[Quantity\nMiktar ]]*Table145[[#This Row],[UNIT PRICE]]","v":0}]
[{"$f":"IF(ISBLANK(B88),\"\",SUBTOTAL(103,$B$3:B88))","v":86},"Orthopedic Consumables ","LOCKING LC DCP BROAD PLATE (WITH 3.5 MM SCREW) 8 HOLES TITANIUM","PLATE",6,null,{"$f":"Table145[[#This Row],[Quantity\nMiktar ]]*Table145[[#This Row],[UNIT PRICE]]","v":0}]
[{"$f":"IF(ISBLANK(B89),\"\",SUBTOTAL(103,$B$3:B89))","v":87},"Orthopedic Consumables ","LOCKING LC DCP BROAD PLATE (WITH 3.5 MM SCREW) 10 HOLES TITANIUM","PLATE",6,null,{"$f":"Table145[[#This Row],[Quantity\nMiktar ]]*Table145[[#This Row],[UNIT PRICE]]","v":0}]
[{"$f":"IF(ISBLANK(B90),\"\",SUBTOTAL(103,$B$3:B90))","v":88},"Orthopedic Consumables ","LOCKING LC DCP BROAD PLATE (WITH 3.5 MM SCREW) 12 HOLES TITANIUM","PLATE",4,null,{"$f":"Table145[[#This Row],[Quantity\nMiktar ]]*Table145[[#This Row],[UNIT PRICE]]","v":0}]
[{"$f":"IF(ISBLANK(B91),\"\",SUBTOTAL(103,$B$3:B91))","v":89},"Orthopedic Consumables "," LC DCP NARROW PLATE (WITH 4.5/5 MM SCREW) 14 HOLES TITANIUM","PLATE",3,null,{"$f":"Table145[[#This Row],[Quantity\nMiktar ]]*Table145[[#This Row],[UNIT PRICE]]","v":0}]
[{"$f":"IF(ISBLANK(B92),\"\",SUBTOTAL(103,$B$3:B92))","v":90},"Orthopedic Consumables "," LC DCP NARROW PLATE (WITH 4.5/5 MM SCREW) 16 HOLES TITANIUM","PLATE",3,null,{"$f":"Table145[[#This Row],[Quantity\nMiktar ]]*Table145[[#This Row],[UNIT PRICE]]","v":0}]
[{"$f":"IF(ISBLANK(B93),\"\",SUBTOTAL(103,$B$3:B93))","v":91},"Orthopedic Consumables "," LC DCP NARROW PLATE (WITH 4.5/5 MM SCREW) 18 HOLES TITANIUM","PLATE",3,null,{"$f":"Table145[[#This Row],[Quantity\nMiktar ]]*Table145[[#This Row],[UNIT PRICE]]","v":0}]
[{"$f":"IF(ISBLANK(B94),\"\",SUBTOTAL(103,$B$3:B94))","v":92},"Orthopedic Consumables ","LOCKING LC DCP NARROW PLATE (WITH 3.5 MM SCREW) 4 HOLES TITANIUM","PLATE",3,null,{"$f":"Table145[[#This Row],[Quantity\nMiktar ]]*Table145[[#This Row],[UNIT PRICE]]","v":0}]
[{"$f":"IF(ISBLANK(B95),\"\",SUBTOTAL(103,$B$3:B95))","v":93},"Orthopedic Consumables ","LOCKING LC DCP NARROW PLATE (WITH 3.5 MM SCREW) 5 HOLES TITANIUM","PLATE",3,null,{"$f":"Table145[[#This Row],[Quantity\nMiktar ]]*Table145[[#This Row],[UNIT PRICE]]","v":0}]
[{"$f":"IF(ISBLANK(B96),\"\",SUBTOTAL(103,$B$3:B96))","v":94},"Orthopedic Consumables ","LOCKING LC DCP NARROW PLATE (WITH 3.5 MM SCREW) 6 HOLES TITANIUM","PLATE",3,null,{"$f":"Table145[[#This Row],[Quantity\nMiktar ]]*Table145[[#This Row],[UNIT PRICE]]","v":0}]
[{"$f":"IF(ISBLANK(B97),\"\",SUBTOTAL(103,$B$3:B97))","v":95},"Orthopedic Consumables ","LOCKING LC DCP NARROW PLATE (WITH 3.5 MM SCREW) 7 HOLES TITANIUM","PLATE",3,null,{"$f":"Table145[[#This Row],[Quantity\nMiktar ]]*Table145[[#This Row],[UNIT PRICE]]","v":0}]
[{"$f":"IF(ISBLANK(B98),\"\",SUBTOTAL(103,$B$3:B98))","v":96},"Orthopedic Consumables ","LOCKING LC DCP NARROW PLATE (WITH 3.5 MM SCREW) 8 HOLES TITANIUM","PLATE",3,null,{"$f":"Table145[[#This Row],[Quantity\nMiktar ]]*Table145[[#This Row],[UNIT PRICE]]","v":0}]
[{"$f":"IF(ISBLANK(B99),\"\",SUBTOTAL(103,$B$3:B99))","v":97},"Orthopedic Consumables ","LOCKING LC DCP NARROW PLATE (WITH 3.5 MM SCREW) 10 HOLES TITANIUM","PLATE",3,null,{"$f":"Table145[[#This Row],[Quantity\nMiktar ]]*Table145[[#This Row],[UNIT PRICE]]","v":0}]
[{"$f":"IF(ISBLANK(B100),\"\",SUBTOTAL(103,$B$3:B100))","v":98},"Orthopedic Consumables ","LOCKING LC DCP NARROW PLATE (WITH 3.5 MM SCREW) 12 HOLES TITANIUM","PLATE",2,null,{"$f":"Table145[[#This Row],[Quantity\nMiktar ]]*Table145[[#This Row],[UNIT PRICE]]","v":0}]
[{"$f":"IF(ISBLANK(B101),\"\",SUBTOTAL(103,$B$3:B101))","v":99},"Orthopedic Consumables ","LOCKING \"L\" BUTTRESS PLATE (WITH 4.5/6.5 MM SCREW) LEFT 12 HOLES TITANIUM","PLATE",3,null,{"$f":"Table145[[#This Row],[Quantity\nMiktar ]]*Table145[[#This Row],[UNIT PRICE]]","v":0}]
[{"$f":"IF(ISBLANK(B102),\"\",SUBTOTAL(103,$B$3:B102))","v":100},"Orthopedic Consumables ","LOCKING \"L\" BUTTRESS PLATE (WITH 4.5/6.5 MM SCREW) LEFT 14 HOLES TITANIUM","PLATE",3,null,{"$f":"Table145[[#This Row],[Quantity\nMiktar ]]*Table145[[#This Row],[UNIT PRICE]]","v":0}]
[{"$f":"IF(ISBLANK(B103),\"\",SUBTOTAL(103,$B$3:B103))","v":101},"Orthopedic Consumables ","LOCKING \"L\" BUTTRESS PLATE (WITH 4.5/6.5 MM SCREW) LEFT 16 HOLES TITANIUM","PLATE",3,null,{"$f":"Table145[[#This Row],[Quantity\nMiktar ]]*Table145[[#This Row],[UNIT PRICE]]","v":0}]
[{"$f":"IF(ISBLANK(B104),\"\",SUBTOTAL(103,$B$3:B104))","v":102},"Orthopedic Consumables ","LOCKING \"L\" BUTTRESS PLATE (WITH 4.5/6.5 MM SCREW) RIGHT 12 HOLES TITANIUM","PLATE",3,null,{"$f":"Table145[[#This Row],[Quantity\nMiktar ]]*Table145[[#This Row],[UNIT PRICE]]","v":0}]
[{"$f":"IF(ISBLANK(B105),\"\",SUBTOTAL(103,$B$3:B105))","v":103},"Orthopedic Consumables ","LOCKING \"L\" BUTTRESS PLATE (WITH 4.5/6.5 MM SCREW) RIGHT 14 HOLES TITANIUM","PLATE",3,null,{"$f":"Table145[[#This Row],[Quantity\nMiktar ]]*Table145[[#This Row],[UNIT PRICE]]","v":0}]
[{"$f":"IF(ISBLANK(B106),\"\",SUBTOTAL(103,$B$3:B106))","v":104},"Orthopedic Consumables ","LOCKING \"L\" BUTTRESS PLATE (WITH 4.5/6.5 MM SCREW) RIGHT 16 HOLES TITANIUM","PLATE",3,null,{"$f":"Table145[[#This Row],[Quantity\nMiktar ]]*Table145[[#This Row],[UNIT PRICE]]","v":0}]
[{"$f":"IF(ISBLANK(B107),\"\",SUBTOTAL(103,$B$3:B107))","v":105},"Orthopedic Consumables ","LOCKING 1/3 TUBLAR PLATE (WITH 3.5 MM SCREW) 4 HOLES TITANIUM","PLATE",3,null,{"$f":"Table145[[#This Row],[Quantity\nMiktar ]]*Table145[[#This Row],[UNIT PRICE]]","v":0}]
[{"$f":"IF(ISBLANK(B108),\"\",SUBTOTAL(103,$B$3:B108))","v":106},"Orthopedic Consumables ","LOCKING 1/3 TUBLAR PLATE (WITH 3.5 MM SCREW) 5 HOLES TITANIUM","PLATE",3,null,{"$f":"Table145[[#This Row],[Quantity\nMiktar ]]*Table145[[#This Row],[UNIT PRICE]]","v":0}]
[{"$f":"IF(ISBLANK(B109),\"\",SUBTOTAL(103,$B$3:B109))","v":107},"Orthopedic Consumables ","LOCKING 1/3 TUBLAR PLATE (WITH 3.5 MM SCREW) 6 HOLES TITANIUM","PLATE",3,null,{"$f":"Table145[[#This Row],[Quantity\nMiktar ]]*Table145[[#This Row],[UNIT PRICE]]","v":0}]
[{"$f":"IF(ISBLANK(B110),\"\",SUBTOTAL(103,$B$3:B110))","v":108},"Orthopedic Consumables ","LOCKING LCP STRAIGHT PLATE 2.0 MM * 4 HOLES ( MINI PLATE SYSTEMS ) TITANIUM","PLATE",4,null,{"$f":"Table145[[#This Row],[Quantity\nMiktar ]]*Table145[[#This Row],[UNIT PRICE]]","v":0}]
[{"$f":"IF(ISBLANK(B111),\"\",SUBTOTAL(103,$B$3:B111))","v":109},"Orthopedic Consumables ","LOCKING LCP STRAIGHT PLATE 2.0 MM * 5 HOLES ( MINI PLATE SYSTEMS ) TITANIUM","PLATE",4,null,{"$f":"Table145[[#This Row],[Quantity\nMiktar ]]*Table145[[#This Row],[UNIT PRICE]]","v":0}]
[{"$f":"IF(ISBLANK(B112),\"\",SUBTOTAL(103,$B$3:B112))","v":110},"Orthopedic Consumables ","LOCKING LCP STRAIGHT PLATE 2.0 MM * 6 HOLES ( MINI PLATE SYSTEMS ) TITANIUM","PLATE",4,null,{"$f":"Table145[[#This Row],[Quantity\nMiktar ]]*Table145[[#This Row],[UNIT PRICE]]","v":0}]
[{"$f":"IF(ISBLANK(B113),\"\",SUBTOTAL(103,$B$3:B113))","v":111},"Orthopedic Consumables ","LOCKING LCP STRAIGHT PLATE 2.0 MM * 7 HOLES ( MINI PLATE SYSTEMS ) TITANIUM","PLATE",4,null,{"$f":"Table145[[#This Row],[Quantity\nMiktar ]]*Table145[[#This Row],[UNIT PRICE]]","v":0}]
[{"$f":"IF(ISBLANK(B114),\"\",SUBTOTAL(103,$B$3:B114))","v":112},"Orthopedic Consumables ","LOCKING LCP STRAIGHT PLATE 2.0 MM * 8 HOLES ( MINI PLATE SYSTEMS ) TITANIUM","PLATE",4,null,{"$f":"Table145[[#This Row],[Quantity\nMiktar ]]*Table145[[#This Row],[UNIT PRICE]]","v":0}]
[{"$f":"IF(ISBLANK(B115),\"\",SUBTOTAL(103,$B$3:B115))","v":113},"Orthopedic Consumables ","LOCKING LCP \"T\" YPE-I 2.0 MM * (2+3) HOLES ( MINI PLATE SYSTEMS ) TITANIUM","PLATE",4,null,{"$f":"Table145[[#This Row],[Quantity\nMiktar ]]*Table145[[#This Row],[UNIT PRICE]]","v":0}]
[{"$f":"IF(ISBLANK(B116),\"\",SUBTOTAL(103,$B$3:B116))","v":114},"Orthopedic Consumables ","LOCKING LCP \"T\" YPE-I 2.0 MM * (2+5) HOLES ( MINI PLATE SYSTEMS ) TITANIUM","PLATE",4,null,{"$f":"Table145[[#This Row],[Quantity\nMiktar ]]*Table145[[#This Row],[UNIT PRICE]]","v":0}]
[{"$f":"IF(ISBLANK(B117),\"\",SUBTOTAL(103,$B$3:B117))","v":115},"Orthopedic Consumables ","LOCKING LCP \"T\" YPE-I 2.0 MM * (2+7) HOLES ( MINI PLATE SYSTEMS ) TITANIUM","PLATE",4,null,{"$f":"Table145[[#This Row],[Quantity\nMiktar ]]*Table145[[#This Row],[UNIT PRICE]]","v":0}]
[{"$f":"IF(ISBLANK(B118),\"\",SUBTOTAL(103,$B$3:B118))","v":116},"Orthopedic Consumables ","LOCKING LCP \"T\" 2.0 MM * (3+3) HOLES ( MINI PLATE SYSTEMS ) TITANIUM","PLATE",4,null,{"$f":"Table145[[#This Row],[Quantity\nMiktar ]]*Table145[[#This Row],[UNIT PRICE]]","v":0}]
[{"$f":"IF(ISBLANK(B119),\"\",SUBTOTAL(103,$B$3:B119))","v":117},"Orthopedic Consumables ","LOCKING LCP \"T\" 2.0 MM * (3+5) HOLES ( MINI PLATE SYSTEMS ) TITANIUM","PLATE",4,null,{"$f":"Table145[[#This Row],[Quantity\nMiktar ]]*Table145[[#This Row],[UNIT PRICE]]","v":0}]
[{"$f":"IF(ISBLANK(B120),\"\",SUBTOTAL(103,$B$3:B120))","v":118},"Orthopedic Consumables ","LOCKING LCP \"T\" 2.0 MM * 3+7) HOLES ( MINI PLATE SYSTEMS ) TITANIUM","PLATE",4,null,{"$f":"Table145[[#This Row],[Quantity\nMiktar ]]*Table145[[#This Row],[UNIT PRICE]]","v":0}]
[{"$f":"IF(ISBLANK(B121),\"\",SUBTOTAL(103,$B$3:B121))","v":119},"Orthopedic Consumables ","LOCKING LCP \"Y\" 2.0 MM * (3+3) HOLES ( MINI PLATE SYSTEMS ) TITANIUM","PLATE",4,null,{"$f":"Table145[[#This Row],[Quantity\nMiktar ]]*Table145[[#This Row],[UNIT PRICE]]","v":0}]
[{"$f":"IF(ISBLANK(B122),\"\",SUBTOTAL(103,$B$3:B122))","v":120},"Orthopedic Consumables ","LOCKING LCP \"Y\" 2.0 MM * (3+5) HOLES ( MINI PLATE SYSTEMS ) TITANIUM","PLATE",4,null,{"$f":"Table145[[#This Row],[Quantity\nMiktar ]]*Table145[[#This Row],[UNIT PRICE]]","v":0}]
[{"$f":"IF(ISBLANK(B123),\"\",SUBTOTAL(103,$B$3:B123))","v":121},"Orthopedic Consumables ","LOCKING LCP \"Y\" 2.0 MM * (3+7) HOLES ( MINI PLATE SYSTEMS ) TITANIUM","PLATE",4,null,{"$f":"Table145[[#This Row],[Quantity\nMiktar ]]*Table145[[#This Row],[UNIT PRICE]]","v":0}]
[{"$f":"IF(ISBLANK(B124),\"\",SUBTOTAL(103,$B$3:B124))","v":122},"Orthopedic Consumables ","LOCKING LCP RECONSTRUCTION PLATE 2.0 MM * 6 HOLES ( MINI PLATE SYSTEMS ) TITANIUM","PLATE",5,null,{"$f":"Table145[[#This Row],[Quantity\nMiktar ]]*Table145[[#This Row],[UNIT PRICE]]","v":0}]
[{"$f":"IF(ISBLANK(B125),\"\",SUBTOTAL(103,$B$3:B125))","v":123},"Orthopedic Consumables ","LOCKING LCP RECONSTRUCTION PLATE 2.0 MM * 12 HOLES ( MINI PLATE SYSTEMS ) TITANIUM","PLATE",5,null,{"$f":"Table145[[#This Row],[Quantity\nMiktar ]]*Table145[[#This Row],[UNIT PRICE]]","v":0}]
[{"$f":"IF(ISBLANK(B126),\"\",SUBTOTAL(103,$B$3:B126))","v":124},"Orthopedic Consumables ","ELASTIC NAIL 2 MM","NAIL",201,null,{"$f":"Table145[[#This Row],[Quantity\nMiktar ]]*Table145[[#This Row],[UNIT PRICE]]","v":0}]
[{"$f":"IF(ISBLANK(B127),\"\",SUBTOTAL(103,$B$3:B127))","v":125},"Orthopedic Consumables ","ELASTIC NAIL 2.5 MM","NAIL",201,null,{"$f":"Table145[[#This Row],[Quantity\nMiktar ]]*Table145[[#This Row],[UNIT PRICE]]","v":0}]
[{"$f":"IF(ISBLANK(B128),\"\",SUBTOTAL(103,$B$3:B128))","v":126},"Orthopedic Consumables ","LOCKING CANCELLOUS SCREW 7.3 MM * 80 MM","SCREW",70,null,{"$f":"Table145[[#This Row],[Quantity\nMiktar ]]*Table145[[#This Row],[UNIT PRICE]]","v":0}]
[{"$f":"IF(ISBLANK(B129),\"\",SUBTOTAL(103,$B$3:B129))","v":127},"Orthopedic Consumables ","LOCKING CANCELLOUS SCREW 7.3 MM * 85 MM","SCREW",60,null,{"$f":"Table145[[#This Row],[Quantity\nMiktar ]]*Table145[[#This Row],[UNIT PRICE]]","v":0}]
[{"$f":"IF(ISBLANK(B130),\"\",SUBTOTAL(103,$B$3:B130))","v":128},"Orthopedic Consumables ","LOCKING CANCELLOUS SCREW 7.3 MM * 90 MM","SCREW",60,null,{"$f":"Table145[[#This Row],[Quantity\nMiktar ]]*Table145[[#This Row],[UNIT PRICE]]","v":0}]
[{"$f":"IF(ISBLANK(B131),\"\",SUBTOTAL(103,$B$3:B131))","v":129},"Orthopedic Consumables ","LOCKING CANCELLOUS SCREW 7.3 MM * 95 MM","SCREW",60,null,{"$f":"Table145[[#This Row],[Quantity\nMiktar ]]*Table145[[#This Row],[UNIT PRICE]]","v":0}]
[{"$f":"IF(ISBLANK(B132),\"\",SUBTOTAL(103,$B$3:B132))","v":130},"Orthopedic Consumables ","LOCKING CANCELLOUS SCREW 7.3 MM * 100 MM","SCREW",60,null,{"$f":"Table145[[#This Row],[Quantity\nMiktar ]]*Table145[[#This Row],[UNIT PRICE]]","v":0}]
[{"$f":"IF(ISBLANK(B133),\"\",SUBTOTAL(103,$B$3:B133))","v":131},"Orthopedic Consumables ","LOCKING CANCELLOUS SCREW 7.3 MM * 105 MM","SCREW",60,null,{"$f":"Table145[[#This Row],[Quantity\nMiktar ]]*Table145[[#This Row],[UNIT PRICE]]","v":0}]
[{"$f":"IF(ISBLANK(B134),\"\",SUBTOTAL(103,$B$3:B134))","v":132},"Orthopedic Consumables ","LOCKING CANCELLOUS SCREW 7.3 MM * 110 MM","SCREW",60,null,{"$f":"Table145[[#This Row],[Quantity\nMiktar ]]*Table145[[#This Row],[UNIT PRICE]]","v":0}]
[{"$f":"IF(ISBLANK(B135),\"\",SUBTOTAL(103,$B$3:B135))","v":133},"Orthopedic Consumables ","LOCKING CANCELLOUS SCREW 7.3 MM * 115 MM","SCREW",60,null,{"$f":"Table145[[#This Row],[Quantity\nMiktar ]]*Table145[[#This Row],[UNIT PRICE]]","v":0}]
[{"$f":"IF(ISBLANK(B136),\"\",SUBTOTAL(103,$B$3:B136))","v":134},"Orthopedic Consumables ","LOCKING CANCELLOUS SCREW 7.3 MM * 120 MM","SCREW",60,null,{"$f":"Table145[[#This Row],[Quantity\nMiktar ]]*Table145[[#This Row],[UNIT PRICE]]","v":0}]
[{"$f":"IF(ISBLANK(B137),\"\",SUBTOTAL(103,$B$3:B137))","v":135},"Orthopedic Consumables ","INTERFERENCE SCREW 7 MM * 25MM BIORESOBABLE COMPOSITE","SCREW",21,null,{"$f":"Table145[[#This Row],[Quantity\nMiktar ]]*Table145[[#This Row],[UNIT PRICE]]","v":0}]
[{"$f":"IF(ISBLANK(B138),\"\",SUBTOTAL(103,$B$3:B138))","v":136},"Orthopedic Consumables ","INTERFERENCE SCREW 7 MM * 30MM BIORESOBABLE COMPOSITE","SCREW",21,null,{"$f":"Table145[[#This Row],[Quantity\nMiktar ]]*Table145[[#This Row],[UNIT PRICE]]","v":0}]
[{"$f":"IF(ISBLANK(B139),\"\",SUBTOTAL(103,$B$3:B139))","v":137},"Orthopedic Consumables ","INTERFERENCE SCREW 8 MM * 25MM BIORESOBABLE COMPOSITE","SCREW",21,null,{"$f":"Table145[[#This Row],[Quantity\nMiktar ]]*Table145[[#This Row],[UNIT PRICE]]","v":0}]
[{"$f":"IF(ISBLANK(B140),\"\",SUBTOTAL(103,$B$3:B140))","v":138},"Orthopedic Consumables ","INTERFERENCE SCREW 8 MM * 30MM BIORESOBABLE COMPOSITE","SCREW",21,null,{"$f":"Table145[[#This Row],[Quantity\nMiktar ]]*Table145[[#This Row],[UNIT PRICE]]","v":0}]
[{"$f":"IF(ISBLANK(B141),\"\",SUBTOTAL(103,$B$3:B141))","v":139},"Orthopedic Consumables ","MALLEOLAR SCREW 4.5MM * 50MM","SCREW",21,null,{"$f":"Table145[[#This Row],[Quantity\nMiktar ]]*Table145[[#This Row],[UNIT PRICE]]","v":0}]
[{"$f":"IF(ISBLANK(B142),\"\",SUBTOTAL(103,$B$3:B142))","v":140},"Orthopedic Consumables ","MALLEOLAR SCREW 4.5MM * 70MM","SCREW",11,null,{"$f":"Table145[[#This Row],[Quantity\nMiktar ]]*Table145[[#This Row],[UNIT PRICE]]","v":0}]
[{"$f":"IF(ISBLANK(B143),\"\",SUBTOTAL(103,$B$3:B143))","v":141},"Orthopedic Consumables ","MALLEOLAR SCREW 4.5MM * 75MM","SCREW",11,null,{"$f":"Table145[[#This Row],[Quantity\nMiktar ]]*Table145[[#This Row],[UNIT PRICE]]","v":0}]
[{"$f":"IF(ISBLANK(B144),\"\",SUBTOTAL(103,$B$3:B144))","v":142},"Orthopedic Consumables ","MALLEOLAR SCREW 4.5MM * 80MM","SCREW",11,null,{"$f":"Table145[[#This Row],[Quantity\nMiktar ]]*Table145[[#This Row],[UNIT PRICE]]","v":0}]
[{"$f":"IF(ISBLANK(B145),\"\",SUBTOTAL(103,$B$3:B145))","v":143},"Orthopedic Consumables ","MALLEOLAR SCREW 3.5MM * 35MM","SCREW",6,null,{"$f":"Table145[[#This Row],[Quantity\nMiktar ]]*Table145[[#This Row],[UNIT PRICE]]","v":0}]
[{"$f":"IF(ISBLANK(B146),\"\",SUBTOTAL(103,$B$3:B146))","v":144},"Orthopedic Consumables ","MALLEOLAR SCREW 3.5MM * 40MM","SCREW",6,null,{"$f":"Table145[[#This Row],[Quantity\nMiktar ]]*Table145[[#This Row],[UNIT PRICE]]","v":0}]
[{"$f":"IF(ISBLANK(B147),\"\",SUBTOTAL(103,$B$3:B147))","v":145},"Orthopedic Consumables ","MALLEOLAR SCREW 3.5MM * 45MM","SCREW",6,null,{"$f":"Table145[[#This Row],[Quantity\nMiktar ]]*Table145[[#This Row],[UNIT PRICE]]","v":0}]
[{"$f":"IF(ISBLANK(B148),\"\",SUBTOTAL(103,$B$3:B148))","v":146},"Orthopedic Consumables ","MALLEOLAR SCREW 3.5MM * 55MM","SCREW",6,null,{"$f":"Table145[[#This Row],[Quantity\nMiktar ]]*Table145[[#This Row],[UNIT PRICE]]","v":0}]
[{"$f":"IF(ISBLANK(B149),\"\",SUBTOTAL(103,$B$3:B149))","v":147},"Orthopedic Consumables ","MALLEOLAR SCREW 3.5MM * 60MM","SCREW",6,null,{"$f":"Table145[[#This Row],[Quantity\nMiktar ]]*Table145[[#This Row],[UNIT PRICE]]","v":0}]
[{"$f":"IF(ISBLANK(B150),\"\",SUBTOTAL(103,$B$3:B150))","v":148},"Orthopedic Consumables ","MALLEOLAR SCREW 3.5MM * 65MM","SCREW",6,null,{"$f":"Table145[[#This Row],[Quantity\nMiktar ]]*Table145[[#This Row],[UNIT PRICE]]","v":0}]
[{"$f":"IF(ISBLANK(B151),\"\",SUBTOTAL(103,$B$3:B151))","v":149},"Orthopedic Consumables ","HEADLESS CANNULATED SCREWS (Ø 3.5 mm * 16 MM","SCREW",4,null,{"$f":"Table145[[#This Row],[Quantity\nMiktar ]]*Table145[[#This Row],[UNIT PRICE]]","v":0}]
[{"$f":"IF(ISBLANK(B152),\"\",SUBTOTAL(103,$B$3:B152))","v":150},"Orthopedic Consumables ","HEADLESS CANNULATED SCREWS (Ø 3.5 mm * 18 MM","SCREW",4,null,{"$f":"Table145[[#This Row],[Quantity\nMiktar ]]*Table145[[#This Row],[UNIT PRICE]]","v":0}]
[{"$f":"IF(ISBLANK(B153),\"\",SUBTOTAL(103,$B$3:B153))","v":151},"Orthopedic Consumables ","HEADLESS CANNULATED SCREWS (Ø 3.5 mm * 20 MM","SCREW",4,null,{"$f":"Table145[[#This Row],[Quantity\nMiktar ]]*Table145[[#This Row],[UNIT PRICE]]","v":0}]
[{"$f":"IF(ISBLANK(B154),\"\",SUBTOTAL(103,$B$3:B154))","v":152},"Orthopedic Consumables ","HEADLESS CANNULATED SCREWS (Ø 3.5 mm * 22 MM","SCREW",6,null,{"$f":"Table145[[#This Row],[Quantity\nMiktar ]]*Table145[[#This Row],[UNIT PRICE]]","v":0}]
[{"$f":"IF(ISBLANK(B155),\"\",SUBTOTAL(103,$B$3:B155))","v":153},"Orthopedic Consumables ","HEADLESS CANNULATED SCREWS (Ø 3.5 mm * 24 MM","SCREW",6,null,{"$f":"Table145[[#This Row],[Quantity\nMiktar ]]*Table145[[#This Row],[UNIT PRICE]]","v":0}]
[{"$f":"IF(ISBLANK(B156),\"\",SUBTOTAL(103,$B$3:B156))","v":154},"Orthopedic Consumables ","HEADLESS CANNULATED SCREWS (Ø 3.5 mm * 26 MM","SCREW",6,null,{"$f":"Table145[[#This Row],[Quantity\nMiktar ]]*Table145[[#This Row],[UNIT PRICE]]","v":0}]
[{"$f":"IF(ISBLANK(B157),\"\",SUBTOTAL(103,$B$3:B157))","v":155},"Orthopedic Consumables ","HEADLESS CANNULATED SCREWS (Ø 3.5 mm * 28 MM","SCREW",6,null,{"$f":"Table145[[#This Row],[Quantity\nMiktar ]]*Table145[[#This Row],[UNIT PRICE]]","v":0}]
[{"$f":"IF(ISBLANK(B158),\"\",SUBTOTAL(103,$B$3:B158))","v":156},"Orthopedic Consumables ","HEADLESS CANNULATED SCREWS (Ø 3.5 mm * 30 MM","SCREW",6,null,{"$f":"Table145[[#This Row],[Quantity\nMiktar ]]*Table145[[#This Row],[UNIT PRICE]]","v":0}]
[{"$f":"IF(ISBLANK(B159),\"\",SUBTOTAL(103,$B$3:B159))","v":157},"Orthopedic Consumables ","HEADLESS CANNULATED SCREWS (Ø 3.5 mm * 32 MM","SCREW",6,null,{"$f":"Table145[[#This Row],[Quantity\nMiktar ]]*Table145[[#This Row],[UNIT PRICE]]","v":0}]
[{"$f":"IF(ISBLANK(B160),\"\",SUBTOTAL(103,$B$3:B160))","v":158},"Orthopedic Consumables ","HEADLESS CANNULATED SCREWS (Ø 3.5 mm * 34 MM","SCREW",6,null,{"$f":"Table145[[#This Row],[Quantity\nMiktar ]]*Table145[[#This Row],[UNIT PRICE]]","v":0}]
[{"$f":"IF(ISBLANK(B161),\"\",SUBTOTAL(103,$B$3:B161))","v":159},"Orthopedic Consumables ","HEADLESS CANNULATED SCREWS (Ø 3.5 mm * 36 MM","SCREW",6,null,{"$f":"Table145[[#This Row],[Quantity\nMiktar ]]*Table145[[#This Row],[UNIT PRICE]]","v":0}]
[{"$f":"IF(ISBLANK(B162),\"\",SUBTOTAL(103,$B$3:B162))","v":160},"Orthopedic Consumables ","HEADLESS CANNULATED SCREWS (Ø 3.5 mm * 38 MM","SCREW",6,null,{"$f":"Table145[[#This Row],[Quantity\nMiktar ]]*Table145[[#This Row],[UNIT PRICE]]","v":0}]
[{"$f":"IF(ISBLANK(B163),\"\",SUBTOTAL(103,$B$3:B163))","v":161},"Orthopedic Consumables ","HEADLESS CANNULATED SCREWS (Ø 3.5 mm * 40 MM","SCREW",6,null,{"$f":"Table145[[#This Row],[Quantity\nMiktar ]]*Table145[[#This Row],[UNIT PRICE]]","v":0}]
[{"$f":"IF(ISBLANK(B164),\"\",SUBTOTAL(103,$B$3:B164))","v":162},"Orthopedic Consumables ","CANNULATED SCREW SHORT THREAD 4.5 MM * 22MM","SCREW",3,null,{"$f":"Table145[[#This Row],[Quantity\nMiktar ]]*Table145[[#This Row],[UNIT PRICE]]","v":0}]
[{"$f":"IF(ISBLANK(B165),\"\",SUBTOTAL(103,$B$3:B165))","v":163},"Orthopedic Consumables ","CANNULATED SCREW SHORT THREAD 4.5 MM * 24MM","SCREW",3,null,{"$f":"Table145[[#This Row],[Quantity\nMiktar ]]*Table145[[#This Row],[UNIT PRICE]]","v":0}]
[{"$f":"IF(ISBLANK(B166),\"\",SUBTOTAL(103,$B$3:B166))","v":164},"Orthopedic Consumables ","CANNULATED SCREW SHORT THREAD 4.5 MM * 26MM","SCREW",6,null,{"$f":"Table145[[#This Row],[Quantity\nMiktar ]]*Table145[[#This Row],[UNIT PRICE]]","v":0}]
[{"$f":"IF(ISBLANK(B167),\"\",SUBTOTAL(103,$B$3:B167))","v":165},"Orthopedic Consumables ","CANNULATED SCREW SHORT THREAD 4.5 MM * 28MM","SCREW",6,null,{"$f":"Table145[[#This Row],[Quantity\nMiktar ]]*Table145[[#This Row],[UNIT PRICE]]","v":0}]
[{"$f":"IF(ISBLANK(B168),\"\",SUBTOTAL(103,$B$3:B168))","v":166},"Orthopedic Consumables ","CANNULATED SCREW SHORT THREAD 4.5 MM * 30MM","SCREW",6,null,{"$f":"Table145[[#This Row],[Quantity\nMiktar ]]*Table145[[#This Row],[UNIT PRICE]]","v":0}]
[{"$f":"IF(ISBLANK(B169),\"\",SUBTOTAL(103,$B$3:B169))","v":167},"Orthopedic Consumables ","CANNULATED SCREW SHORT THREAD 4.5 MM * 32MM","SCREW",6,null,{"$f":"Table145[[#This Row],[Quantity\nMiktar ]]*Table145[[#This Row],[UNIT PRICE]]","v":0}]
[{"$f":"IF(ISBLANK(B170),\"\",SUBTOTAL(103,$B$3:B170))","v":168},"Orthopedic Consumables ","CANNULATED SCREW SHORT THREAD 4.5 MM * 34MM","SCREW",6,null,{"$f":"Table145[[#This Row],[Quantity\nMiktar ]]*Table145[[#This Row],[UNIT PRICE]]","v":0}]
[{"$f":"IF(ISBLANK(B171),\"\",SUBTOTAL(103,$B$3:B171))","v":169},"Orthopedic Consumables ","CANNULATED SCREW SHORT THREAD 4.5 MM * 36MM","SCREW",6,null,{"$f":"Table145[[#This Row],[Quantity\nMiktar ]]*Table145[[#This Row],[UNIT PRICE]]","v":0}]
[{"$f":"IF(ISBLANK(B172),\"\",SUBTOTAL(103,$B$3:B172))","v":170},"Orthopedic Consumables ","CANNULATED SCREW SHORT THREAD 4.5 MM * 38MM","SCREW",6,null,{"$f":"Table145[[#This Row],[Quantity\nMiktar ]]*Table145[[#This Row],[UNIT PRICE]]","v":0}]
[{"$f":"IF(ISBLANK(B173),\"\",SUBTOTAL(103,$B$3:B173))","v":171},"Orthopedic Consumables ","CANNULATED SCREW SHORT THREAD 4.5 MM * 40MM","SCREW",6,null,{"$f":"Table145[[#This Row],[Quantity\nMiktar ]]*Table145[[#This Row],[UNIT PRICE]]","v":0}]
[{"$f":"IF(ISBLANK(B174),\"\",SUBTOTAL(103,$B$3:B174))","v":172},"Orthopedic Consumables ","CANNULATED SCREW SHORT THREAD 4.5 MM * 45MM","SCREW",6,null,{"$f":"Table145[[#This Row],[Quantity\nMiktar ]]*Table145[[#This Row],[UNIT PRICE]]","v":0}]
[{"$f":"IF(ISBLANK(B175),\"\",SUBTOTAL(103,$B$3:B175))","v":173},"Orthopedic Consumables ","CANNULATED SCREW SHORT THREAD 4.5 MM * 50MM","SCREW",6,null,{"$f":"Table145[[#This Row],[Quantity\nMiktar ]]*Table145[[#This Row],[UNIT PRICE]]","v":0}]
[{"$f":"IF(ISBLANK(B176),\"\",SUBTOTAL(103,$B$3:B176))","v":174},"Orthopedic Consumables ","CANNULATED SCREW SHORT THREAD 4.5 MM * 55MM","SCREW",6,null,{"$f":"Table145[[#This Row],[Quantity\nMiktar ]]*Table145[[#This Row],[UNIT PRICE]]","v":0}]
[{"$f":"IF(ISBLANK(B177),\"\",SUBTOTAL(103,$B$3:B177))","v":175},"Orthopedic Consumables ","CANNULATED SCREW SHORT THREAD 4.5 MM * 60MM","SCREW",8,null,{"$f":"Table145[[#This Row],[Quantity\nMiktar ]]*Table145[[#This Row],[UNIT PRICE]]","v":0}]
[{"$f":"IF(ISBLANK(B178),\"\",SUBTOTAL(103,$B$3:B178))","v":176},"Orthopedic Consumables ","CANNULATED SCREW 16 MM THEAD 7.3 * 90 MM","SCREW",15,null,{"$f":"Table145[[#This Row],[Quantity\nMiktar ]]*Table145[[#This Row],[UNIT PRICE]]","v":0}]
[{"$f":"IF(ISBLANK(B179),\"\",SUBTOTAL(103,$B$3:B179))","v":177},"Orthopedic Consumables ","CANNULATED SCREW 16 MM THEAD 7.3 * 95 MM","SCREW",15,null,{"$f":"Table145[[#This Row],[Quantity\nMiktar ]]*Table145[[#This Row],[UNIT PRICE]]","v":0}]
[{"$f":"IF(ISBLANK(B180),\"\",SUBTOTAL(103,$B$3:B180))","v":178},"Orthopedic Consumables ","CANNULATED SCREW 16 MM THEAD 7.3 * 100 MM","SCREW",15,null,{"$f":"Table145[[#This Row],[Quantity\nMiktar ]]*Table145[[#This Row],[UNIT PRICE]]","v":0}]
[{"$f":"IF(ISBLANK(B181),\"\",SUBTOTAL(103,$B$3:B181))","v":179},"Orthopedic Consumables ","CANNULATED SCREW 16 MM THEAD 7.3 * 105 MM","SCREW",25,null,{"$f":"Table145[[#This Row],[Quantity\nMiktar ]]*Table145[[#This Row],[UNIT PRICE]]","v":0}]
[{"$f":"IF(ISBLANK(B182),\"\",SUBTOTAL(103,$B$3:B182))","v":180},"Orthopedic Consumables ","CANNULATED SCREW 16 MM THEAD 7.3 * 110 MM","SCREW",25,null,{"$f":"Table145[[#This Row],[Quantity\nMiktar ]]*Table145[[#This Row],[UNIT PRICE]]","v":0}]
[{"$f":"IF(ISBLANK(B183),\"\",SUBTOTAL(103,$B$3:B183))","v":181},"Orthopedic Consumables ","CANNULATED SCREW 16 MM THEAD 7.3 * 115 MM","SCREW",25,null,{"$f":"Table145[[#This Row],[Quantity\nMiktar ]]*Table145[[#This Row],[UNIT PRICE]]","v":0}]
[{"$f":"IF(ISBLANK(B184),\"\",SUBTOTAL(103,$B$3:B184))","v":182},"Orthopedic Consumables ","CANNULATED SCREW 16 MM THEAD 7.3 * 120 MM","SCREW",25,null,{"$f":"Table145[[#This Row],[Quantity\nMiktar ]]*Table145[[#This Row],[UNIT PRICE]]","v":0}]
[{"$f":"IF(ISBLANK(B185),\"\",SUBTOTAL(103,$B$3:B185))","v":183},"Orthopedic Consumables ","CANNULATED SCREW 32 MM THEAD 7.3 * 105 MM","SCREW",5,null,{"$f":"Table145[[#This Row],[Quantity\nMiktar ]]*Table145[[#This Row],[UNIT PRICE]]","v":0}]
[{"$f":"IF(ISBLANK(B186),\"\",SUBTOTAL(103,$B$3:B186))","v":184},"Orthopedic Consumables ","CANNULATED SCREW 32 MM THEAD 7.3 * 110 MM","SCREW",6,null,{"$f":"Table145[[#This Row],[Quantity\nMiktar ]]*Table145[[#This Row],[UNIT PRICE]]","v":0}]
[{"$f":"IF(ISBLANK(B187),\"\",SUBTOTAL(103,$B$3:B187))","v":185},"Orthopedic Consumables ","CANNULATED SCREW 32 MM THEAD 7.3 * 115 MM","SCREW",6,null,{"$f":"Table145[[#This Row],[Quantity\nMiktar ]]*Table145[[#This Row],[UNIT PRICE]]","v":0}]
[{"$f":"IF(ISBLANK(B188),\"\",SUBTOTAL(103,$B$3:B188))","v":186},"Orthopedic Consumables ","CANNULATED SCREW 32 MM THEAD 7.3 * 120 MM","SCREW",5,null,{"$f":"Table145[[#This Row],[Quantity\nMiktar ]]*Table145[[#This Row],[UNIT PRICE]]","v":0}]
[{"$f":"IF(ISBLANK(B189),\"\",SUBTOTAL(103,$B$3:B189))","v":187},"Orthopedic Consumables ","WASHER 3.5 MM","PCS",25,null,{"$f":"Table145[[#This Row],[Quantity\nMiktar ]]*Table145[[#This Row],[UNIT PRICE]]","v":0}]
[{"$f":"IF(ISBLANK(B190),\"\",SUBTOTAL(103,$B$3:B190))","v":188},"Orthopedic Consumables ","WASHER 4.5 MM","PCS",35,null,{"$f":"Table145[[#This Row],[Quantity\nMiktar ]]*Table145[[#This Row],[UNIT PRICE]]","v":0}]
[{"$f":"IF(ISBLANK(B191),\"\",SUBTOTAL(103,$B$3:B191))","v":189},"Orthopedic Consumables ","WASHER 7.3 MM","PCS",60,null,{"$f":"Table145[[#This Row],[Quantity\nMiktar ]]*Table145[[#This Row],[UNIT PRICE]]","v":0}]
[{"$f":"IF(ISBLANK(B192),\"\",SUBTOTAL(103,$B$3:B192))","v":190},"Orthopedic Consumables ","DRILL BITS WITH ROUNDSHAFT 1.8 mm","BITS",6,null,{"$f":"Table145[[#This Row],[Quantity\nMiktar ]]*Table145[[#This Row],[UNIT PRICE]]","v":0}]
[{"$f":"IF(ISBLANK(B193),\"\",SUBTOTAL(103,$B$3:B193))","v":191},"Orthopedic Consumables ","DRILL BITS WITH ROUNDSHAFT 2 mm","BITS",5,null,{"$f":"Table145[[#This Row],[Quantity\nMiktar ]]*Table145[[#This Row],[UNIT PRICE]]","v":0}]
[{"$f":"IF(ISBLANK(B194),\"\",SUBTOTAL(103,$B$3:B194))","v":192},"Orthopedic Consumables ","DRILL BITS WITH ROUNDSHAFT 2.5 mm","BITS",6,null,{"$f":"Table145[[#This Row],[Quantity\nMiktar ]]*Table145[[#This Row],[UNIT PRICE]]","v":0}]
[{"$f":"IF(ISBLANK(B195),\"\",SUBTOTAL(103,$B$3:B195))","v":193},"Orthopedic Consumables ","DRILL BITS WITH ROUNDSHAFT 2.7 mm","BITS",6,null,{"$f":"Table145[[#This Row],[Quantity\nMiktar ]]*Table145[[#This Row],[UNIT PRICE]]","v":0}]
[{"$f":"IF(ISBLANK(B196),\"\",SUBTOTAL(103,$B$3:B196))","v":194},"Orthopedic Consumables ","DRILL BITS WITH ROUNDSHAFT 3 mm","BITS",6,null,{"$f":"Table145[[#This Row],[Quantity\nMiktar ]]*Table145[[#This Row],[UNIT PRICE]]","v":0}]
[{"$f":"IF(ISBLANK(B197),\"\",SUBTOTAL(103,$B$3:B197))","v":195},"Orthopedic Consumables ","DRILL BITS CANNULATED WITH ROUNDSHAFT 2.5 mm","BITS",6,null,{"$f":"Table145[[#This Row],[Quantity\nMiktar ]]*Table145[[#This Row],[UNIT PRICE]]","v":0}]
[{"$f":"IF(ISBLANK(B198),\"\",SUBTOTAL(103,$B$3:B198))","v":196},"Orthopedic Consumables ","DRILL BITS CANNULATED WITH ROUNDSHAFT 2.7 mm","BITS",6,null,{"$f":"Table145[[#This Row],[Quantity\nMiktar ]]*Table145[[#This Row],[UNIT PRICE]]","v":0}]
[{"$f":"IF(ISBLANK(B199),\"\",SUBTOTAL(103,$B$3:B199))","v":197},"Orthopedic Consumables ","SEGMANTEL  FIXATOR S","FIXATORS",4,null,{"$f":"Table145[[#This Row],[Quantity\nMiktar ]]*Table145[[#This Row],[UNIT PRICE]]","v":0}]
[{"$f":"IF(ISBLANK(B200),\"\",SUBTOTAL(103,$B$3:B200))","v":198},"Orthopedic Consumables ","SEGMANTEL  FIXATOR M","FIXATORS",6,null,{"$f":"Table145[[#This Row],[Quantity\nMiktar ]]*Table145[[#This Row],[UNIT PRICE]]","v":0}]
[{"$f":"IF(ISBLANK(B201),\"\",SUBTOTAL(103,$B$3:B201))","v":199},"Orthopedic Consumables ","SEGMANTEL  FIXATOR L","FIXATORS",6,null,{"$f":"Table145[[#This Row],[Quantity\nMiktar ]]*Table145[[#This Row],[UNIT PRICE]]","v":0}]
[{"$f":"IF(ISBLANK(B202),\"\",SUBTOTAL(103,$B$3:B202))","v":200},"Orthopedic Consumables ","U STAPLE 6 MM","PCS",6,null,{"$f":"Table145[[#This Row],[Quantity\nMiktar ]]*Table145[[#This Row],[UNIT PRICE]]","v":0}]
[{"$f":"IF(ISBLANK(B203),\"\",SUBTOTAL(103,$B$3:B203))","v":201},"Orthopedic Consumables ","U STAPLE 8 MM","PCS",6,null,{"$f":"Table145[[#This Row],[Quantity\nMiktar ]]*Table145[[#This Row],[UNIT PRICE]]","v":0}]
[{"$f":"IF(ISBLANK(B204),\"\",SUBTOTAL(103,$B$3:B204))","v":202},"Orthopedic Consumables ","U STAPLE 10 MM","PCS",6,null,{"$f":"Table145[[#This Row],[Quantity\nMiktar ]]*Table145[[#This Row],[UNIT PRICE]]","v":0}]
[null,null,"Total",null,null,null,{"$f":"SUBTOTAL(109,Table145[TOTAL PRICE])","v":0}]
["Supplier Name | اسم المزود"]
["Supplier & Signature | توقيع وختم المزود"]